## Locks
Multi-family Residential Electronic Locks
Schlage Control™ Mobile Enabled Smart Interconnect Locks
1. Select Lock Model
Part No. | Description | Price (ea.)
FE410F | Schlage Control Mobile Enabled Smart Interconnect, UL Listed, 90 minutes | 659
2. Select Design Style
Style/Description | Price (ea.)
(ADD) Addison | n/c
(GRW) Greenwich | n/c
3. Select Interconnect Type
Style | Description | Price (ea.)
4" | For doors with 4" bore hole spacing (40) | n/c
5-1/2" | For doors with 5 1/2" bore hole spacing (55) | n/c
4. Design - Select Lever Style And Finish
Style / Description | 619 - Satin Nickel | 622 - Matte Black | 625 - Bright Chrome | 626 - Satin Chrome | 716 - Aged Bronze
ACC / Accent | n/c | n/c | n/c | n/c | n/c
VLA / Avila | n/c | Not Available | n/c | n/c | n/c
BIR / Birmingham | n/c | Not Available | n/c | Not Available | n/c
BRW / Broadway | n/c | n/c | n/c | n/c | n/c
BRK / Boardwalk | n/c | n/c | n/c | n/c | n/c
ELA / Elan | n/c | n/c | n/c | n/c | n/c
JAZ / Jazz | n/c | n/c | n/c | n/c | n/c
JUP / Jupiter | n/c | n/c | n/c | n/c | n/c
LAT / Latitude | n/c | n/c | n/c | n/c | n/c
LON / Longitude | n/c | n/c | n/c | n/c | n/c
MNH / Manhattan | n/c | Not Available | n/c | n/c | Not Available
NEP / Neptune | n/c | n/c | n/c | n/c | n/c
NBK / Northbrook | n/c | Not Available | Not Available | Not Available | Not Available
SAC / Sacramento | n/c | Not Available | n/c | n/c | n/c
SAT / Saturn | n/c | n/c | n/c | n/c | n/c
Latch
Part No. | Description | Price (ea.)
12-356 | Combo latch, Dual option (sq + rd), Non UL bolt, UL latch - STANDARD | Not Sold Separately
Handing | Price (ea.)
Left | STANDARD - Can be changed to Right handed in the field | n/c
Deco Trim | Price (ea.)
06-219 | STANDARD - ADD or GRW depending on which style is selected above | n/c
Strike Combinations
Part No. | Description | Price (ea.)
10-121 | STANDARD - Combo Strike, Square Corner (10-094 & 10-026) | n/c
10-109 | 10-094 & 10-001 | n/c
10-119 | 10-081 & 10-001 | n/c
10-122 | 10-116 & 10-027 | n/c
10-123 | 10-092 & 10-027 | n/c
10-124 | 10-095 & 10-027 | n/c
Deadbolt Strike Options
Part No. | Description | Price (ea.)
10-094 | Square Corner Strike, 1 1/8" x 2 3/4" - STANDARD | 12.2
10-092 | 1/4" Radius round corner, full lip, no box, 1 5/8" x 2 1/4" | 7.9
10-095 | Square corner, full lip, no box, 1 5/8" x 2 1/4" | 7.9
10-112 | Metal dust box with screws | 11.7
Deadlatch Strike Options
Part No. | Description | Price (ea.)
10-026 | Square corner, full lip, no box, 1 5/8" x 2 1/4" - STANDARD | 7.6
10-001 | Square corner, T-strike, box, 1 1/8" x 2 3/4" | 6.5
10-027 | 1/4" Radius round corner, full lip, no box, 1 5/8" x 2 1/4" | 7.6
Thick Door Kit
Part No. | Description | Price (ea.)
47244555 | For doors between 1 3/4" and 2" | 24.9
The Schlage Control Interconnect Lock uses the same Thick Door Kit as the Deadbolt. However, due to the latch assembly it should only be used on doors between 1 3/4" and 2".
Screw Packs
Part No. | Description | Price (ea.)
47250323 | Security Screws - Optional Security torx screws | 7.2
47244558 | FE410 screw pack | 7.2
For Screw Packs, specify finish option (619, 622, 625, 626 or 716)
Schlage Control™ Mobile Enabled Smart Deadbolt
1. Select Lock Model
Part No. | Description | Price (ea.)
BE467F | Schlage Control Mobile Enabled Smart Deadbolt, UL Listed, 90 minutes | 445
2. Select Design Style
Style/Description | Price (ea.)
(ADD) Addison | No Charge
(GRW) Greenwich | No Charge
3. Select finish style
Finish/Description | Price (ea.)
619 / Satin Nickel | No Charge
622 / Matte Black | No Charge
625 / Bright Chrome | No Charge
626 / Satin Chrome | No Charge
716 / Aged Bronze | No Charge
Latch
Part No. | Description | Price (ea.)
12-398 | BE467F 90 Min UL Deadbolt Latch Dual Option (sq+rd) - STANDARD | Not Sold Separately
BE467F Strike Options
Part No. | Description | Price (ea.)
10-116 | Round Corner Strike, 1 1/8" x 2 3/4" - STANDARD | n/c
10-094 | Square Corner Strike, 1 1/8" x 2 3/4" | n/c
10-095 | Square Corner Full Lip Strike, 1 5/8" x 2 1/4" (Lip Length: 1 1/8") | n/c
10-092 | Round Corner Full Lip Strike, 1 5/8" x 2 1/4" (Lip Length: 1 1/8") | n/c
Thick Door Kit
Part No. | Description | Price (ea.)
47244555 | For doors between 1 3/4" and 2 1/4" | 24.9
The Schlage Control Deadbolt uses the same Thick Door Kit as the Interconnect. However, due to the differences in latch assemblies, the Deadbolt can
accommodate doors up to 2-1/4" in thickness.
Screw Packs
Part No. | Description | Price (ea.)
47250323 | Security Screws - Optional Security torx screws | 7.2
47244557 | BE467 screw pack | 7.2
For Screw Packs, specify finish option (619, 622, 625, 626 or 716)
Schlage Control™ Smart Locks - Top Sellers
Product | Finish | Latch | Strike | Lever Style | Price Each
BE467F GRW | 619 | 12-398 | 10-116 | N/A | $445.00
BE467F GRW | 626 | 12-398 | 10-116 | N/A | 445
BE467F ADD | 619 | 12-398 | 10-116 | N/A | 445
BE467F ADD | 626 | 12-398 | 10-116 | N/A | 445
FE410F GRW | 619 | 12-356 | 10-121 | Latitude | 659
FE410F GRW | 626 | 12-356 | 10-121 | Latitude | 659
FE410F ADD | 619 | 12-356 | 10-121 | Latitude | 659
FE410F ADD | 626 | 12-356 | 10-121 | Latitude | 659
Note: FE410 locks are 5.5" center-to-center.
Schlage Smart Credentials
Product | Type | Description | Price (ea.) | Min. Order
9651 | Keyfob | Schlage MIFARE Smart Card 1K bit Keyfob | 8.1 | 50
9651T | Thin Keyfob | Schlage MIFARE Smart Card 1K bit thin Keyfob | 8.3 | 50
5551 | Card | Schlage MIFARE Plus SE Smart Card 1K byte / 8k bit ISO Glossy White | 7.7 | 100
8520 | Card | Schlage MIFARE DESFire EV1 Smart Card 2K byte / 16k bit ISO Glossy White | 8.4 | 100
Multi-Tech Technology Credentials
Product | Type | Description | Price (ea.) | Min. Order
9691T | Thin Keyfob | Proximity and Schlage Smart Card combo 1K byte/8K bit ISO thin Keyfob | 11.1 | 50
5951 | Card | Proximity and Schlage Smart Card combo 1K byte/8k bit ISO Glossy White | 11.1 | 100
MT20W Credential Enrollment Reader
Used to read and write to smart credentials within the ENGAGE™ Technology access control platform | 618
(For use with Schlage Control™ Smart Locks)
Schlage Control™ Outside (exterior) Assembly - Upgrade to Schlage Control™ Mobile Enabled Smart Lock
Part Number | Finish | Description | Price Each
47278386 (BE467F/FE410F 619) | 619 | Greenwich Outside Assembly | 380
47278687 (BE467F/FE410F 622) | 622 | Greenwich Outside Assembly | 380
47278688 (BE467F/FE410F 625) | 625 | Greenwich Outside Assembly | 380
47278689 (BE467F/FE410F 626) | 626 | Greenwich Outside Assembly | 380
47278690 (BE467F/FE410F 716) | 716 | Greenwich Outside Assembly | 380
47278391 (BE467F/FE410F 619) | 619 | Addison Outside Assembly | 380
47278392 (BE467F/FE410F 622) | 622 | Addison Outside Assembly | 380
47278393 (BE467F/FE410F 625) | 625 | Addison Outside Assembly | 380
47278394 (BE467F/FE410F 626) | 626 | Addison Outside Assembly | 380
47278395 (BE467F/FE410F 716) | 716 | Addison Outside Assembly | 380
Kit includes exterior with PCBA, thru door cable.
Kit does not include and requires reuse of interior of lock, lock chassis and levers (FE410F), battery holder, mounting screws.
Instructions NOT included
Schlage Residential Locks
Residential F Series
F - Lock
Function | Description | Lever Style | Finish | Latch | Strike | Cylinder | Price Each
F10 | Passage | ELA | 619 | 16-080 | 10-027 | N/A | $57.00
F40 | Privacy | ELA | 619 | 16-080 | 10-027 | N/A | 60.00
F170 | Dummy | ELA | 619 | N/A | N/A | N/A | 29.00
F10 | Passage | ELA | 622 | 16-080 | 10-027 | N/A | 57.00
F40 | Privacy | ELA | 622 | 16-080 | 10-027 | N/A | 60.00
F170 | Dummy | ELA | 622 | N/A | N/A | N/A | 29.00
F10 | Passage | ELA | 625 | 16-080 | 10-027 | N/A | 57.00
F40 | Privacy | ELA | 625 | 16-080 | 10-027 | N/A | 60.00
F170 | Dummy | ELA | 625 | N/A | N/A | N/A | 29.00
F10 | Passage | ELA | 626 | 16-080 | 10-027 | N/A | 57.00
F40 | Privacy | ELA | 626 | 16-080 | 10-027 | N/A | 60.00
F170 | Dummy | ELA | 626 | N/A | N/A | N/A | 29.00
F10 | Passage | ELA | 716 | 16-080 | 10-027 | N/A | 57.00
F40 | Privacy | ELA | 716 | 16-080 | 10-027 | N/A | 60.00
F170 | Dummy | ELA | 716 | N/A | N/A | N/A | 29.00
F10 | Passage | JAZ | 619 | 16-080 | 10-027 | N/A | 57.00
F40 | Privacy | JAZ | 619 | 16-080 | 10-027 | N/A | 60.00
F170 | Dummy | JAZ | 619 | N/A | N/A | N/A | 29.00
F10 | Passage | JAZ | 622 | 16-080 | 10-027 | N/A | 57.00
F40 | Privacy | JAZ | 622 | 16-080 | 10-027 | N/A | 60.00
F170 | Dummy | JAZ | 622 | N/A | N/A | N/A | 29.00
F10 | Passage | JAZ | 625 | 16-080 | 10-027 | N/A | 57.00
F40 | Privacy | JAZ | 625 | 16-080 | 10-027 | N/A | 60.00
F170 | Dummy | JAZ | 625 | N/A | N/A | N/A | 29.00
F10 | Passage | JAZ | 626 | 16-080 | 10-027 | N/A | 57.00
F40 | Privacy | JAZ | 626 | 16-080 | 10-027 | N/A | 60.00
F170 | Dummy | JAZ | 626 | N/A | N/A | N/A | 29.00
F10 | Passage | JAZ | 716 | 16-080 | 10-027 | N/A | 57.00
F40 | Privacy | JAZ | 716 | 16-080 | 10-027 | N/A | 60.00
F170 | Dummy | JAZ | 716 | N/A | N/A | N/A | 29.00
F10 | Passage | LAT | 619 | 16-080 | 10-027 | N/A | 57.00
F40 | Privacy | LAT | 619 | 16-080 | 10-027 | N/A | 60.00
F170 | Dummy | LAT | 619 | N/A | N/A | N/A | 29.00
F10 | Passage | LAT | 622 | 16-080 | 10-027 | N/A | 57.00
F40 | Privacy | LAT | 622 | 16-080 | 10-027 | N/A | 60.00
F170 | Dummy | LAT | 622 | N/A | N/A | N/A | 29.00
F10 | Passage | LAT | 625 | 16-080 | 10-027 | N/A | 57.00
F40 | Privacy | LAT | 625 | 16-080 | 10-027 | N/A | 60.00
F170 | Dummy | LAT | 625 | N/A | N/A | N/A | 29.00
F10 | Passage | LAT | 626 | 16-080 | 10-027 | N/A | 57.00
F40 | Privacy | LAT | 626 | 16-080 | 10-027 | N/A | 60.00
F170 | Dummy | LAT | 626 | N/A | N/A | N/A | 29.00
F10 | Passage | LAT | 716 | 16-080 | 10-027 | N/A | 57.00
F40 | Privacy | LAT | 716 | 16-080 | 10-027 | N/A | 60.00
F170 | Dummy | LAT | 716 | N/A | N/A | N/A | 29.00
F10 | Passage | BRW | 619 | 16-080 | 10-027 | N/A | 57.00
F40 | Privacy | BRW | 619 | 16-080 | 10-027 | N/A | 60.00
F170 | Dummy | BRW | 619 | N/A | N/A | N/A | 29.00
F10 | Passage | BRW | 622 | 16-080 | 10-027 | N/A | 57.00
F40 | Privacy | BRW | 622 | 16-080 | 10-027 | N/A | 60.00
F170 | Dummy | BRW | 622 | N/A | N/A | N/A | 29.00
F10 | Passage | BRW | 625 | 16-080 | 10-027 | N/A | 57.00
F40 | Privacy | BRW | 625 | 16-080 | 10-027 | N/A | 60.00
F170 | Dummy | BRW | 625 | N/A | N/A | N/A | $29.00
F10 | Passage | BRW | 626 | 16-080 | 10-027 | N/A | 57.00
F40 | Privacy | BRW | 626 | 16-080 | 10-027 | N/A | 60.00
F170 | Dummy | BRW | 626 | N/A | N/A | N/A | 29.00
F10 | Passage | BRW | 716 | 16-080 | 10-027 | N/A | 57.00
F40 | Privacy | BRW | 716 | 16-080 | 10-027 | N/A | 60.00
F170 | Dummy | BRW | 716 | N/A | N/A | N/A | 29.00
B - Lock
Function | Description | Lever Style | Finish | Latch | Strike | Cylinder | Price Each
B60 | Deadbolt | SGL CYL | 619 | 12-321 | 10-116 | 5 Pin C Keyway KA4 | $62.00
B60 | Deadbolt | SGL CYL | 622 | 12-321 | 10-116 | Pin C Keyway KA4 | 62.00
B60 | Deadbolt | SGL CYL | 625 | 12-321 | 10-116 | 5 Pin C Keyway KA4 | 62.00
B60 | Deadbolt | SGL CYL | 626 | 12-321 | 10-116 | 5 Pin C Keyway KA4 | 62.00
B60 | Deadbolt | SGL CYL | 716 | 12-321 | 10-116 | 5 Pin C Keyway KA4 | 62.00
Residential J Series
J - Lock
Function | Description | Lever Style | Finish | Latch | Strike | Cylinder | Price Each
J10 | Passage | SOL | 619 | 16-254 | 10-101 | N/A | 44
J40 | Privacy | SOL | 619 | 16-254 | 10-101 | N/A | 48
J170 | Dummy | SOL | 619 | N/A | N/A | N/A | 23
J10 | Passage | SOL | 622 | 16-254 | 10-101 | N/A | 44
J40 | Privacy | SOL | 622 | 16-254 | 10-101 | N/A | 48
J170 | Dummy | SOL | 622 | N/A | N/A | N/A | 23
J10 | Passage | SOL | 625 | 16-254 | 10-101 | N/A | 44
J40 | Privacy | SOL | 625 | 16-254 | 10-101 | N/A | 48
J170 | Dummy | SOL | 625 | N/A | N/A | N/A | 23
J10 | Passage | SOL | 626 | 16-254 | 10-101 | N/A | 44
J40 | Privacy | SOL | 626 | 16-254 | 10-101 | N/A | 48
J170 | Dummy | SOL | 626 | N/A | N/A | N/A | 23
J10 | Passage | SOL | 716 | 16-254 | 10-101 | N/A | 44
J40 | Privacy | SOL | 716 | 16-254 | 10-101 | N/A | 48
J170 | Dummy | SOL | 716 | N/A | N/A | N/A | 23
J10 | Passage | SOL/COL | 619 | 16-254 | 10-101 | N/A | 50
J40 | Privacy | SOL/COL | 619 | 16-254 | 10-101 | N/A | 53
J170 | Dummy | SOL/COL | 619 | N/A | N/A | N/A | 26
J10 | Passage | SOL/COL | 622 | 16-254 | 10-101 | N/A | 50
J40 | Privacy | SOL/COL | 622 | 16-254 | 10-101 | N/A | 53
J170 | Dummy | SOL/COL | 622 | N/A | N/A | N/A | 26
J10 | Passage | SOL/COL | 625 | 16-254 | 10-101 | N/A | 50
J40 | Privacy | SOL/COL | 625 | 16-254 | 10-101 | N/A | 53
J170 | Dummy | SOL/COL | 625 | N/A | N/A | N/A | 26
J10 | Passage | SOL/COL | 626 | 16-254 | 10-101 | N/A | 50
J40 | Privacy | SOL/COL | 626 | 16-254 | 10-101 | N/A | 53
J170 | Dummy | SOL/COL | 626 | N/A | N/A | N/A | 26
J10 | Passage | SOL/COL | 716 | 16-254 | 10-101 | N/A | 50
J40 | Privacy | SOL/COL | 716 | 16-254 | 10-101 | N/A | 53
J170 | Dummy | SOL/COL | 716 | N/A | N/A | N/A | 26
J10 | Passage | BRW | 619 | 16-254 | 10-101 | N/A | 44
J40 | Privacy | BRW | 619 | 16-254 | 10-101 | N/A | 48
J170 | Dummy | BRW | 619 | N/A | N/A | N/A | 23
J10 | Passage | BRW | 622 | 16-254 | 10-101 | N/A | 44
J40 | Privacy | BRW | 622 | 16-254 | 10-101 | N/A | 48
J170 | Dummy | BRW | 622 | N/A | N/A | N/A | 23
J10 | Passage | BRW | 625 | 16-254 | 10-101 | N/A | 44
J40 | Privacy | BRW | 625 | 16-254 | 10-101 | N/A | 48
J170 | Dummy | BRW | 625 | N/A | N/A | N/A | 23
J10 | Passage | BRW | 626 | 16-254 | 10-101 | N/A | 44
J40 | Privacy | BRW | 626 | 16-254 | 10-101 | N/A | 48
J170 | Dummy | BRW | 626 | N/A | N/A | N/A | 23
J10 | Passage | BRW | 716 | 16-254 | 10-101 | N/A | 44
J40 | Privacy | BRW | 716 | 16-254 | 10-101 | N/A | 48
J170 | Dummy | BRW | 716 | N/A | N/A | N/A | 23
J10 | Passage | BRW/COL | 619 | 16-254 | 10-101 | N/A | 50
J40 | Privacy | BRW/COL | 619 | 16-254 | 10-101 | N/A | 53
J170 | Dummy | BRW/COL | 619 | N/A | N/A | N/A | 26
J10 | Passage | BRW/COL | 622 | 16-254 | 10-101 | N/A | 50
J40 | Privacy | BRW/COL | 622 | 16-254 | 10-101 | N/A | 53
J170 | Dummy | BRW/COL | 622 | N/A | N/A | N/A | 26
J10 | Passage | BRW/COL | 625 | 16-254 | 10-101 | N/A | 50
J40 | Privacy | BRW/COL | 625 | 16-254 | 10-101 | N/A | 53
J170 | Dummy | BRW/COL | 625 | N/A | N/A | N/A | 26
J10 | Passage | BRW/COL | 626 | 16-254 | 10-101 | N/A | 50
J40 | Privacy | BRW/COL | 626 | 16-254 | 10-101 | N/A | 53
J170 | Dummy | BRW/COL | 626 | N/A | N/A | N/A | 26
J10 | Passage | BRW/COL | 716 | 16-254 | 10-101 | N/A | 50
J40 | Privacy | BRW/COL | 716 | 16-254 | 10-101 | N/A | 53
J170 | Dummy | BRW/COL | 716 | N/A | N/A | N/A | 26
J10 | Passage | MAR | 619 | 16-254 | 10-101 | N/A | 40
J40 | Privacy | MAR | 619 | 16-254 | 10-101 | N/A | 43
J170 | Dummy | MAR | 619 | N/A | N/A | N/A | 21
J10 | Passage | MAR | 622 | 16-254 | 10-101 | N/A | 40
J40 | Privacy | MAR | 622 | 16-254 | 10-101 | N/A | 43
J170 | Dummy | MAR | 622 | N/A | N/A | N/A | 21
J10 | Passage | MAR | 625 | 16-254 | 10-101 | N/A | 40
J40 | Privacy | MAR | 625 | 16-254 | 10-101 | N/A | 43
J170 | Dummy | MAR | 625 | N/A | N/A | N/A | 21
J10 | Passage | MAR | 626 | 16-254 | 10-101 | N/A | 40
J40 | Privacy | MAR | 626 | 16-254 | 10-101 | N/A | 43
J170 | Dummy | MAR | 626 | N/A | N/A | N/A | 21
J10 | Passage | MAR | 716 | 16-254 | 10-101 | N/A | 40
J40 | Privacy | MAR | 716 | 16-254 | 10-101 | N/A | 43
J170 | Dummy | MAR | 716 | N/A | N/A | N/A | 21
J10 | Passage | DOV | 619 | 16-254 | 10-101 | N/A | 40
J40 | Privacy | DOV | 619 | 16-254 | 10-101 | N/A | 43
J170 | Dummy | DOV | 619 | N/A | N/A | N/A | 21
J10 | Passage | DOV | 622 | 16-254 | 10-101 | N/A | 40
J40 | Privacy | DOV | 622 | 16-254 | 10-101 | N/A | 43
J170 | Dummy | DOV | 622 | N/A | N/A | N/A | 21
J10 | Passage | DOV | 625 | 16-254 | 10-101 | N/A | 40
J40 | Privacy | DOV | 625 | 16-254 | 10-101 | N/A | 43
J170 | Dummy | DOV | 625 | N/A | N/A | N/A | 21
J10 | Passage | DOV | 626 | 16-254 | 10-101 | N/A | 40
J40 | Privacy | DOV | 626 | 16-254 | 10-101 | N/A | 43
J170 | Dummy | DOV | 626 | N/A | N/A | N/A | 21
J10 | Passage | DOV | 716 | 16-254 | 10-101 | N/A | 40
J40 | Privacy | DOV | 716 | 16-254 | 10-101 | N/A | 43
J170 | Dummy | DOV | 716 | N/A | N/A | N/A | 21
JD60 | Deadbolt | SGL CYL | 619 | 16-068 | 10-103 | 5 Pin C Keyway KA4 | 34
JD60 | Deadbolt | SGL CYL | 622 | 16-068 | 10-103 | 5 Pin C Keyway KA4 | 34
JD60 | Deadbolt | SGL CYL | 625 | 16-068 | 10-103 | 5 Pin C Keyway KA4 | 34
JD60 | Deadbolt | SGL CYL | 626 | 16-068 | 10-103 | 5 Pin C Keyway KA4 | 34
JD60 | Deadbolt | SGL CYL | 716 | 16-068 | 10-103 | 5 Pin C Keyway KA4 | 34
J40P | Privacy | SEV | 619 | 16-254 | 10-101 | N/A | 45
J40P | Privacy | SEV | 625 | 16-254 | 10-101 | N/A | 45
J40P | Privacy | SEV | 716 | 16-254 | 10-101 | N/A | 45
J40P | Privacy | SOL | 619 | 16-254 | 10-101 | N/A | 50
J40P | Privacy | SOL | 625 | 16-254 | 10-101 | N/A | 50
J40P | Privacy | SOL | 716 | 16-254 | 10-101 | N/A | 50
J40P | Privacy | TOR | 619 | 16-254 | 10-101 | N/A | 45
J40P | Privacy | TOR | 716 | 16-254 | 10-101 | N/A | 45
J40P | Privacy | TOR | 625 | 16-254 | 10-101 | N/A | 45
B Series Deadbolts
B Series Deadbolts |  | FINISHES
Function | Packaging |  | 605 | 505 | 608 | 609 | 618 | 619 | 620 | 621 | 622 | 625 | 626 | 716 | 613
B60 | Single Cylinder | Box/Vis |  | $56 | $62 | $62 | $62 | $62 | $62 | $62 | $62 | $62 | $62 | $62 | $62 | $71
B62 | Double Cylinder | Box/Vis |  | 81 | 87 | 87 | 87 | 87 | 87 | 87 | 87 | 87 | 87 | 87 | 87 | 96
B80 | One-sided | Box |  | 38 | n | 44 | 44 | 44 | 44 | 44 | 44 | 44 | 44 | 44 | 44 | 53
B81 | One-sided w/trim | Box |  | 40 | 47 | 47 | 47 | 47 | 47 | 47 | 47 | 47 | 47 | 47 | 47 | 55
B60R6 | Single Cylinder | Box |  | n | 161 | n | n | n | 159 | n | n | n | n | 159 | 161 | n
Interchgbl. Core-6 Pin
List Price Adders:
UL Latch - add $6 to list price (B60, B80, B81 and B60R6)
J Series Deadbolts |  | FINISHES
Function | Packaging |  | 605 | 609 | 619 | 625 | 626 | 630 | 620 | 716
JD60 | Single Cylinder Deadbolt | Box |  | $32 | $32 | $32 | $32 | $32 | $32 | $32 | $32
JD80 | One-Sided Cylinder Deadbolt | Box |  | 28 | 28 | 28 | n | n | n | 28 | 28
JD81 | One-Sided Deadbolt with trim | Box |  | 28 | 28 | 28 | n | n | n | 28 | n
JD60F | Single Cylinder UL Version | Box |  | 38 | 38 | 38 | 38 | 38 | 38 | 38 | 38
JD60 | Single Cylinder Deadbolt | Vis |  | 35 | 35 | 35 | n | n | n | 35 | 35
JD62 | Double Cylinder Deadbolt | Vis |  | 45 | 45 | 45 | n | n | n | 45 | 45
Full-size Construction Core Program
Part No. | Description | Specify | Price (ea.)
23-030-ICX | Construction core | New jobs: Specify “ICX” | 74
Existing jobs: Specify “ICA” “ICB” or “ICC”
48-101-ICX | Cut key for construction phase (order separately) |  | 8.4
48-056-ICX | Cut control key (order separately) |  | 16.6
50-231 | Non-refundable handling charge (per core) |  | 10.7
Notes:
1) To order mortise and rim cylinders with full-size construction cores for a new job, suffix ICX to non-Primus cylinder number
Example: 30-008 ICX. For existing construction core combinations, specify ICA, ICB, or ICC
2) Construction cores for a given project are keyed alike to one of a limited number of combinations nationwide
Other Schlage projects in the same area using the same or different contractors may use the same key
Example:
For construction core charges and credits: distributor XYZ ordered 150 construction cores with 20 keys and one control key
The following charges apply to this order:
1. 23-030-ICX construction cores (150 units)
2. 48-101-ICX cut keys (20 units)
3. 48-056-ICX cut control key (1 unit)
4. 50-231 non-refundable handling charge (150 units-one per core ordered)
Upon return of the cores to the factory the distributor will be credited for the following:
1. 23-030-ICX construction cores (150 units)
There is no credit for the keys or handling fee
Key Stamping (VKC)
Part No. | Description | Price (ea.)
50-217 | Visual key control that allows for visual matching of user and control keys | 2.9
| to appropriate cylinders | per key
Cylinder Stamping (CKC)
Part No. | Description | Price (ea.)
50-216 |  | 7
per cylinder
Visual cylinder control that allows for visual matching of cylinders to appropriate user and control keys. Must specify VKC for face marking of CKC for side of cylinder marking per cylinder
When ordering keys/cylinders marked for ID purposes (VKC & CKC) both PN 50-216 and 50-217 must be ordered as separate items
Bitting List
Part No. | Description | Price (ea.)
50-123 | Bitting List for factory master keyed products | 240
(requires written authorization from end-user)
Multi-family Commercial Wireless Electronic/Electrified Locks, Readers & Devices
LE Wireless Lock - Greenwich Mortise/Mortise Deadbolt
1-3. Select Chassis/Function/Style
Note: Check with access control software partner or PACS provider to verify function and/or mobile enabled version is supported by software.
Part No. | Description | Price Each
LEBMS-GRW | Mobile enabled mortise with LED indicator: Storeroom function | 1221
LEBMB-GRW | Mobile enabled mortise with push button and LED: Privacy, Office, Apartment functions | 1251
LEBMD-GRW | Mobile enabled mortise deadbolt with LED: Privacy, Apartment functions | 1320
LEMS-GRW | Mortise with LED indicator: Storeroom function | 1221
LEMB-GRW | Mortise with push button and LED: Privacy, Office, Apartment functions | 1251
LEMD-GRW | Mortise Deadbolt with LED: Privacy, Apartment functions | 1320
4. Select Cylinder Type
Note: Maximum door thickness with SFIC Cylinder is 2", otherwise compatible with 1 3/4" to 2 1/4" doors.
P ⊕ρ | Mortise cylinder, Schlage 6-Pin (Everest 29 S123 standard) | N/C
Also available in formats to support residential customers (5-Pin cylinder with C keyways).
Z ⊕ | Mortise cylinder, Schlage Everest SL, 7-Pin (factory master keyed only) | N/C
L | Less mortise cylinder | DEDUCT $120.00
R ⊕≤ | FSIC with cylinder, Schlage 6-Pin (Everest 29 S123 standard) | 75
J | Less FSIC, Schlage, 6-Pin | N/C
T | FSIC construction core | 75
G6/7 ⊕≤ | SFIC with cylinder, Schlage 7-Pin (Everest 29R standard) (factory master keyed only) | 87
B | Less SFIC, Schlage, Falcon, competitive OEM's, 7-Pin | N/C
H | SFIC construction core | 45
BDC | SFIC disposable | N/C
50-231 | Construction core handling charge (non-refundable) | 10.7
⊕
Master keyed cylinders will be shipped in lock package. To specify, send Master Keying System Summary form (page 295 of SES price book)
with order or go to kss.allegion.com.
ρ
For master keying, an additional charge of $20.70 each applies. Specify line item 50-210.
≤
Control keys for installation/removal of interchangeable cores are not furnished and must be ordered separate.
For additional assistance on Master Keying as well as restricted keyways please contact customer service.
5. Select Outside Lever
Note: Reference page 16 to see style option images.
6 | Suites with Rhodes style | N/C
7 | Suites with Athens style | N/C
17 | Suites with Sparta style | N/C
LAT | Latitude | N/C
LON | Longitude | N/C
M52 | Suites with Broadway | 30
M81 | Suites with Boardwalk | 30
Note: Tactile warning as well as additional lever and knob designs are available; consult your Allegion representative for details
6. Select Outside Finish
626 | Satin Chrome | N/C
619 | Satin Nickel | 65
622 | Matte Black | 65
625 | Bright Chrome | 65
643e | Aged Bronze | 65
Note: additional finishes are available; consult your Allegion representative for details
7. Select Outside Rose
00A | 2 1/8" (54 mm) diameter | STANDARD
00B | 2 9/16" (65 mm) diameter | N/C
00C | 2 5/8" (66 mm) diameter with bevel (Not available in 612 finish) | N/C
8. Select Inside Lever
Note: Specify only if different from Outside Lever.
Standard options | 06 (Rhodes), 07 (Athens), 17 (Sparta), LAT, LON | N/C
M Collection options* | M52 (Broadway), M81 (Boardwalk) | 30
* $30 price adder for M Collection levers only applies if outside lever is Standard.
9. Select Inside Finish
Note: Specify only if different from Outside Finish.
See options in section 6. |  | 63.00*
* Upcharge only applies if outside finish is 626 and you are specifying a different inside finish.
10. Select Inside Rose
Note: Specify only if different from Outside Rose.
See options in section 7. | N/C
11. Select Handing
(Field reversible)
RH | Right Handed | STANDARD
LH | Left Handed | N/C
RHR | Right Handed Reverse | N/C
LHR | Left Handed Reverse | N/C
12. Select Strike Lip Length
10-136 | 1 3/16" lip length (MS and MB only) | STANDARD
10-136-112 | 1 1/2" lip length (MS and MB only) | N/C
10-136-134 | 1 3/4" lip length (MS and MB only) | 27.9
10-072 | 1 3/16" lip length (MD only) | STANDARD
10-072-112 | 1 1/2" lip length (MD only) | N/C
10-072-134 | 1 3/4" lip length (MD only) | 32.2
13. Select Door Thickness
134 | 1 3/4" | STANDARD
200 | 2" | 52.6
214 | 2 1/4" | 52.6
14. Select Keying Type
Open Keyway Families (Mortise cylinder or FSIC)2
S123 | Everest 29 S (Key in Lever or FSIC) | STANDARD
C | Everest | N/C
C/CE/E/EF/F/FG/G | Classic Obverse | N/C
Restricted Keyway Families (Mortise cylinder or FSIC)1,2,3
29T | Everest 29 T | 18
D | Everest D | 18
29R | Everest 29 R (Everest SL) | 18
B | Everest 29 B (Everest SL) | 18
Classic Restricted | Quad, Numbered, Reverse | 18
Restricted Keyway Families (SFIC)3
29R | Everest 29 R | N/C
B | Everest B | N/C
1
Everest Restricted Keyways require a Letter of Authorization submitted with the order. See sample Letter of Authorization, page 297 of SES price book.
2
Full size key systems (Everest 29 S & T, Everest C & D, Obverse & Quad) are available in Primus and Primus XP key system and must be ordered separately.
Lock should be ordered less cylinder and Primus cylinder should be a separate line item.
3
For restricted keyways please see terms and conditions.
LE Wireless Lock - Addison Mortise/Mortise Deadbolt
1-3. Select Chassis/Function
Note: Check with access control software partner or PACS provider to verify function and/or mobile enabled version is supported by software.
LEBMS-ADD | Mobile enabled mortise with LED indicator: Storeroom function | 1262
LEBMB-ADD | Mobile enabled mortise with push button and LED: Privacy, Office, Apartment functions | 1292
LEBMD-ADD | Mobile enabled mortise deadbolt with LED: Privacy, Apartment functions | 1361
LEMS-ADD | Mortise with LED indicator: Storeroom function | 1262
LEMB-ADD | Mortise with push button and LED: Privacy, Office, Apartment functions | 1292
LEMD-ADD | Mortise Deadbolt with LED: Privacy, Apartment functions | 1361
4. Select Cylinder Type
Note: Maximum door thickness with SFIC Cylinder is 2", otherwise compatible with 1-3/4" to 2-1/4" doors.
P ⊕ρ | Mortise cylinder, Schlage 6-Pin (Everest 29 S123 standard) | N/C
Also available in formats to support residential customers (5-Pin cylinder with C keyways).
Z ⊕ | Mortise cylinder, Schlage 7-Pin (Everest SL standard) (factory master keyed only) | N/C
L | Less mortise cylinder | DEDUCT $120.00
R ⊕≤ | With FSIC with cylinder, Schlage 6-Pin (Everest 29 S123 standard) | 75
J | Less FSIC, Schlage, 6-Pin FSIC | N/C
T | With FSIC construction core | 75
G6/7 ⊕≤ | With SFIC with cylinder, Schlage 7-Pin (Everest 29R standard) (factory master keyed only) | 84
B | Less SFIC, Schlage, Falcon, competitive OEM's, 7-Pin | N/C
H | With SFIC construction core | 45
BDC | With SFIC disposable | N/C
50-231 | Construction core handling charge (non-refundable) | 10.7
⊕
Master keyed cylinders will be shipped in lock package. To specify, send Master Keying System Summary form (page 295 of SES price book)
with order or go to kss.allegion.com.
ρ For master keying, an additional charge of $20.70 each applies. Specify line item 50-210.
≤ Control keys for installation/removal of interchangeable cores are not furnished and must be ordered separate.
For additional assistance on Master Keying as well as restricted keyways please contact customer service.
5. Select Outside Lever*
Note: Reference page 16 to see style option images.
6 | Suites with Rhodes style | N/C
7 | Suites with Athens style | N/C
17 | Suites with Sparta style | N/C
LAT | Latitude | N/C
LON | Longitude | N/C
M52 | Suites with Broadway | 30
M81 | Suites with Boardwalk | 30
Note: Tactile warning as well as additional lever and knob designs are available; consult your Allegion representative for details
6. Select Outside Finish
626 | Satin Chrome | N/C
619 | Satin Nickel | 65
622 | Matte Black | 65
625 | Bright Chrome | 65
643e | Aged Bronze | 65
Note: additional finishes are available; consult your Allegion representative for details
7. Select Outside Rose
(Not applicable to Addision)
8. Select Inside Lever
Note: Specify only if different from Outside Lever.
Standard options | 06 (Rhodes), 07 (Athens), 17 (Sparta), LAT, LON | N/C
M Collection options* | M52 (Broadway), M81 (Boardwalk) | 30.9
* $30 price adder for M Collection levers only applies if outside lever is Standard.
9. Select Inside Finish
Note: Specify only if different from Outside Finish.
See options in section 6. | $63.00*
* Upcharge only applies if outside finish is 626 and you are specifying a different inside finish.
10. Select Inside Rose
(Not applicable to Addision)
11. Select Handing
(Field reversible)
RH | Right Handed | STANDARD
LH | Left Handed | N/C
RHR | Right Handed Reverse | N/C
LHR | Left Handed Reverse | N/C
12. Select Strike Lip Length
10-136 | 1 3/16" lip length (MS and MB only) | STANDARD
10-136-112 | 1 1/2" lip length (MS and MB only) | N/C
10-136-134 | 1 3/4" lip length (MS and MB only) | 27.9
10-072 | 1 3/16" lip length (MD only) | STANDARD
10-072-112 | 1 1/2" lip length (MD only) | N/C
10-072-134 | 1 3/4" lip length (MD only) | 32.2
13. Select Door Thickness
134 | 1 3/4" | STANDARD
200 | 2" | 52.6
214 | 2 1/4" | 52.6
14. Select Keying Type
Open Keyway Families (Mortise cylinder or FSIC)2
S123 | Everest 29 S (Key in Lever or FSIC) | STANDARD
C | Everest | N/C
C/CE/E/EF/F/FG/G | Classic Obverse | N/C
Restricted Keyway Families (Mortise cylinder or FSIC)1,2,3
29T | Everest 29 T | 18
D | Everest D | 18
29R | Everest 29 R (Everest SL) | 18
B | Everest 29 B (Everest SL) | 18
Classic Restricted | Quad, Numbered, Reverse | 18
Restricted Keyway Families (SFIC)3
29R | Everest 29 R | N/C
B | Everest B | N/C
1
Everest Restricted Keyways require a Letter of Authorization submitted with the order. See sample Letter of Authorization, page 297.
2
Full size key systems (Everest 29 S & T, Everest C & D, Obverse & Quad) are available in Primus and Primus XP key system and must be ordered separately. Lock should be ordered less cylinder and Primus cylinder should be a separate line item.
3
For restricted keyways please see terms and conditions.
Control, NDE ,LE and CTE require the use of Allegion's ENGAGE application for electronic access or one of our approved Software Alliance Members.
Please consult the Alliance section at us.allegion.com for a full listing of Software Alliance Members.
NDE Wireless Lock - Cylindrical
1-2. Select Chassis/Function
Part No. | Description | Price Each
NDE-80 | Cylindrical Storeroom Lock with Vandlgard | 971
NDEB | Mobile Enabled Cylindrical (with interior pushbutton with indicator) | 971
3. Select Cylinder Type
PD ⊕ | With Cylinder, Schlage - (Everest 29 S123, 6 Pin KIL standard) | N/C
ZD ⊕ | With Cylinder, Schlage - Everest SL, 7 Pin KIL (factory master keyed only) | N/C
LD | Less Cylinder, Schlage, Falcon, 6 Pin KIL | DEDUCT 62.00
RD ⊕≤ | With Core, Schlage 6-Pin (Everest 29 S123 standard) FSIC | 37.00
JD | Less Core, Schlage, 6 Pin FSIC | DEDUCT 34.00
T | With FSIC construction core | 37
GD ⊕≤ | With Core, Schlage 7-Pin (Everest 29R standard) (factory master keyed only) | 82
BD | Less Core, Schlage, Falcon, Competitive OEM's, 7 Pin (SFIC) | N/C
LD CO6 | Less Cylinder, Corbin Russwin KIL, 6 Pin FSIC. Only available on ATH, RHO, SPA, OME, TLR | DEDUCT 62.00
LD SAR 6 | Less Cylinder, Sargent (10L + 11L), 6 Pin KIL . Only available on ATH, RHO, SPA, OME, TLR | DEDUCT 62.00
JD SAR 6 | Less Core, Sargent 6300, 6 Pin FSIC. Only available on ATH, RHO, SPA, OME, TLR | DEDUCT 34.00
JD CO6 6 | Less Core, Corbin 8000, 6 Pin FSIC . Only available on ATH, RHO, SPA, OME, TLR | DEDUCT 34.00
JD CO7 | Less Core, Corbin 8000-7, 7 Pin FSIC. Only available on ATH, RHO, SPA, OME, TLR | DEDUCT 34.00
JD MED | Less Core, Medeco 32*0201, 6 Pin FSIC. Only available on ATH, RHO, SPA, OME, TLR | DEDUCT 34.00
JD YA6 6 | Less Core, Yale 1210 or Medeco 31*0100, 6 Pin FSIC. Only available on ATH, RHO, SPA, OME, TLR | DEDUCT 34.00
JD YA7 | Less Core, Yale 1220, 7 Pin FSIC. Only available on ATH, RHO, SPA, OME, TLR | DEDUCT 34.00
HD | With SFIC construction core | 43
BDC | With SFIC disposable | N/C
50-231 | Construction core handling charge (non-refundable) | 10.1
⊕
Master Keyed cylinders can be specified and will be shipped in lock packaging. For Master Keying System Summary form which should accompany the master keyed order, see SES Price Book.
ρ
For Master Keying, additional line item 50-210 is required $18.30 each.
≤
Control Keys for installation/removal of interchangeable cores are not furnished and must be ordered separate.
For additional assistance on Master Keying as well as restricted keyways please contact customer service.
6
Extended lead time on all finishes except 626
4. Select Outside Lever*
LLL | Less interior and exterior levers | DEDUCT 46.60
SPA | Sparta | N/C
RHO | Rhodes | N/C
ATH | Athens | N/C
TLR | Tubular | N/C
OME | Omega | N/C
LAT | Latitude | N/C
LON | Longitude | N/C
BRW | Broadway | N/C
BRK | Boardwalk | N/C
Tactile options | (8AT, 8LT, 8LN, 8RO, 8SP, 8BK, 8BW, 8TR) | 44.6
Note: Tactile warning and additional lever designs are available; consult your Allegion representative for details
5. Select Outside Finish
626 | Satin Chrome | N/C
605 | Bright Brass | 72
606 | Satin Brass | 72
612 | Satin Bronze | 72
619 | Satin Nickel | 72
622 | Matte Black | 72
625 | Bright Chrome | 72
643e | Aged Bronze | 72
626AM | Satin Chrome Antimicrobial | 102
Note: additional finishes are available; consult your Allegion representative for details
6. Select Inside Lever*
(Specify only if different from Outside Lever)
LLL | Less interior and exterior levers | DEDUCT 47.40
SPA | Sparta | N/C
RHO | Rhodes | N/C
ATH | Athens | N/C
TLR | Tubular | N/C
OME | Omega | N/C
LAT | Latitude | N/C
LON | Longitude | N/C
BRW | Broadway | N/C
BRK | Boardwalk | N/C
Tactile options | (8AT, 8LT, 8LN, 8RO, 8SP, 8BK, 8BW, 8TR) | 45.9
7. Select Inside Finish
(Specify only if different from Outside Finish)
626 | Satin Chrome | N/C
605 | Bright Brass | 68
606 | Satin Brass | 68
612 | Satin Bronze | 68
619 | Satin Nickel | 68.00*
622 | Matte Black | 68.00*
625 | Bright Chrome | 68.00*
643e | Aged Bronze | 68.00*
626AM | Satin Chrome Antimicrobial | 93
*
Charge only applies if outside finish is 626 and you are specifying a different inside finish.
8. Select Backset & Latchbolt
LLL | Less Latch | DEDUCT 36.30
13-247 | 2 3/4" Backset, Deadlatch, Square corner, 1 1/8" x 2 1/4" | STANDARD
14-042 | 2 3/4" Backset, Deadlatch Anti-friction fire door latch, Square corner, | 186
14-047 | 2 3/8" Backset, Deadlatch Square corner, 1-1/8" x 2 1/4" | N/C
14-048 | 2 3/8" Backset, Deadlatch Square corner, 1" x 2 1/4" | N/C
9-10. Select Strike Plate and Strike Lip Length
10-130* | 1 3/16" Lip, ANSI, DPS magnets, no box, 1 1/4" x 4 7/8" | STANDARD
10-131* | 1 3/16" ANSI, DPS magnets, Standard box, 1 1/4" x 4 7/8" | N/C
10-132**† | 1 1/8" Lip, Square Corner, T-strike, DPS magnets, box, 1 1/8" - 2 3/4" | N/C
10-133 † | 1 1/8" Lip, Square Corner, T-strike, DPS magnets, deep box, fire door latch | 18
K510-066 | Box for ANSI strike (Must be specific) | N/C
* 1-3/8" Lip available, must specify 1-3/8" Lip $13.70, 1-1/2" Lip available, must specify 1-1/2" Lip $13.70
** 1-1/2" Lip available, must specify 1-1/2" Lip $7.50
† DPS magnet requires prep and install beneath strike
11. Select Keying Type
Open Keyway Families: KIL or FSIC2
S123 | Everest 29 S (Key in Lever or FSIC) | STANDARD
C | Everest C | N/C
C/CE/E/EF/ F/ FG/ G | Classic Obverse | N/C
Restricted Keyway Families: KIL or FSIC1, 2
29 T | Everest 29 T | 17.00
D | Everest D | 17
29R | Everest 29 R (Everest SL) | 17
B | Everest B (Everest SL) | 17
Classic Restricted | Quad, Numbered, Reverse | 17
Restricted Keyway Families: SFIC3
29R | Everest 29 R | N/C
B | Everest B | N/C
1
Everest Restricted Keyways require a Letter of Authorization to be submitted with the order. See sample Letter of Authorization, see SES Price Book.
2
Full Size key systems (Everest 29 S & T, Everest C & D, Obverse & Quad) are available in Primus and Primus XP key system and must be ordered separately. Lock should be ordered less cylinder and Primus cylinder should be a separate line.
3
Master Keyed cylinders can be specified and will be shipped in lock packaging. For Master Keying System Summary form which should accompany the master keyed order, see SES Price Book.
Control, NDE, LE and CTE require the use of Allegion's ENGAGE application for electronic access or one of our approved Software Alliance Members.
Please consult the Alliance section at us.allegion.com for a full listing of Software Alliance Members.
CTE Kit Reader
CTE-MT11-485 | CTE with Multi-Technology Mullion Reader Kit | $1 230.00
CTE-MT15-485 | CTE with Multi-Technology Single Reader Kit | $1 230.00
Electromagnetic Locks
Model | Description | Price Each
M420 | 500lb maglock | 575
M490 | High security 1500lb maglock | 719
M490P | High security 1500lb maglock - plus | 932
M492 | Double mag lock 1500 lbs per leaf | 1508
450/490-ATS/LED | Electromagnetic lock M450 | 874
M452P | Double mag lock with 1000 lbs holding force per leaf with MBS, DPS and RTD | 1815
M490G | Gate maglock | 727
M450P N N SL | 1000 lbs hold force single mag lock with MBS, DPS and RTD | 954.3
M452P.ATS/LED/LED | Double mag lock with 1000 lbs hold force per leaf with MBS, DPS and RTD | 1977
M490DEP | High security 1500lb delayed egress maglock - plus | 2322
M490DE | High security 1500lb delayed egress maglock | 1547
GF3000 | Mortise shear maglock | 1153
Networked Readers
Schlage Networked Readers
Function | Description | Price Each
MT15 | Multi-Technology Reader - Wall Mount, Wiegand | 369
Reads 125 kHz proximity and 13.56 MHz contactless smart credential technology in one reader
MT11 | Multi-Technology Reader - Mullion Mount, Wiegand | 369
Reads 125 kHz proximity and 13.56 MHz contactless smart credential technology in one reader
MTK15 | Multi-Technology Reader with Keypad - Wall Mount, Wiegand | 591
Reads 125 kHz proximity and 13.56 MHz contactless smart credential technology in one reader
PR10 | Proximity Reader - Mini-Mullion Mount, Wiegand | 179
Reads 125 kHz proximity credentials
SM10 | Smart Reader - Mini-Mullion Mount, Wiegand | 179
Reads 13.56 MHz contactless smart credential technology
MT11-485 | Multi-Technology Reader - Mullion Mount, RS-485 | 369
Reads 125 kHz proximity and 13.56 MHz contactless smart credential technology in one reader.
Note: required for use with CTE Single Door Controller.
MT15-485 | Multi-Technology Reader - Wall Mount, RS-485 | 369
Reads 125 kHz proximity and 13.56 MHz contactless smart credential technology in one reader.
Note: required for use with CTE Single Door Controller.
Electronics Accessories
Part Number | Description | Price Each
Scan II - W | Motion Scanner/PIR - white | 490
679-05 | Wood Door and Frame door position switch | 55.8
679-05HM | Hollow Metal Door and Frame door position switch | 77.2
679-05WD | Wood Door and Metal Frame door position switch | 92.3
7764 | Concealed /Flush mount door position switch | 186
7766 | Surface mount door position switch | 197
653-04 SF-626 | Heavy duty SPDT maintained single direction keyswitch | 256.1
653-05 SF-626 | Heavy duty SPDT momentary single direction keyswitch | 256.1
788C-18 | 18" x 3/8" Armored door cord with 26" 4-conductor wire | 108
798-12 | 12" x 1/2" Armored Door Cord | 69.9
798-18 | 18" x 1/2" Armored Door Cord | 88.8
660-PB | Surface mini box SPDT momentary pushbutton | 130
701RD | Entry level pushbutton, red | 124
709RD EX ILL | Entry level pushbutton, 2" square, Illuminated Red “Push to Exit” | 145
709GR EX ILL | Entry level pushbutton, 2" square, Illuminated Green “Push to Exit” | 145
709BLH ILL | Entry level pushbutton, 2" square, Illuminated Blue Handicapped Symbol | 145
621RD EX SF-626 | 1 1/4" Heavy duty pushbutton, red “push to exit” | 204.1
623RD EX SF-626 | 1 5/8" Heavy duty pushbutton, red “push to exit” | 204.1
625RD EX SF-626 | 2 3/4" Heavy duty pushbutton, red “push to exit” | 204.1
621GR EX SF-626 | 1 1/4" Heavy duty pushbutton, green “push to exit” | 204.1
623GR EX SF-626 | 1 5/8" Heavy duty pushbutton, green “push to exit” | 204.1
625GR EX SF-626 | 2 3/4" Heavy duty pushbutton, green “push to exit” | 204.1
625BLH SF-626 | 2 3/4" Heavy duty pushbutton, blue handicapped symbol | 204.1
Power Supply
Part Number | Description | Price Each
PS902 | 2A @ 12/24 VDC - field selectable power supply | 286
PS904 | 4A @ 12/24 VDC - field selectable power supply | 546
PS914 | 4A (16A Inrush) @ 12/24 VDC - field selectable power supply | 818
900-2RS | 2 Relay EL/QEL Panic device control board | 177
900-FA | Emergency interface relay for fire alarm or emergency power cut | 68
900-BBK | Battery backup kit, includes PCB and 2 Batteries | 274
Note: Power Supplies default to Schlage pricing and discount.
B500 - Single Cylinder Deadbolt Series
Product | Finish | Latch | Strike | Cylinder | Price Each
B560B | 626 | 12-287 | 10-094 | B - Less SFIC | 115
B560P | 626 | 12-288 | 10-094 | 6-Pin (keyed 5) Schlage KD C | 85
B560B | 619 | 12-288 | 10-094 | B - Less SFIC | 121
B560P | 619 | 12-287 | 10-094 | 6-Pin (keyed 5) Schlage KD C | 91
CS210 Interconnect Series
1. Select Lock Model
Part No. | Description | Price Each
CS210-B500 | Entrance with Commercial Spin Ring | 424
CS210-B60 | Entrance with Residential Spin Ring | 424
2. Select Interior Design Style
Style/Description | Price Each
(CAM) Camelot | No Charge
(PLY) Plymouth | No Charge
3. Select Lever Style
Price Each
See page MF-13 for Lever Design Options | No Charge
*Specify handing - Right Hand is standard
4. Select Key Cylinder Option
Style/Description | Price Each
(KD) Keyed Different - STANDARD | No Charge
(KA) Keyed Alike | No Charge
5. Select finish style
| 605 | 609 | 619 | 622 | 625 | 626 | 643e/716
Finish | 12 | 12 | 12 | 12 | 12 | n/c | 12
Complete Locks • L
L-Series (A, B or C Rose Trim) - Standard Collection levers
Function | Add $101 for Vandlgard Option | Description | 06 (Rhodes), | M52
|  |  | 07 (Athens), | (Broadway),
|  |  | 17 (Sparta), LAT (Latitude), | M81 (Boardwalk)
LON (Longitude)
626 | 619 622 625 643e | 619, 622, 625, 626, 643e
Keyless Functions
L9010 |  | Passage | $709 | $721 | $739
L9040 | • | Privacy | 815 | 827 | 845
L9044 | • | Privacy w/ coin turn | 885 | 897 | 915
L9090&91 EL&EU |  | Electrified Lock (keyless) | 1140 | 1152 | 1170
L9440 | • | Privacy w/ deadbolt | 938 | 950 | 968
L9444 | • | Privacy w/ deadbolt and coin turn | 1005 | 1017 | 1035
L0170 |  | Single dummy | 253 | 259 | 269
L0172 |  | Double dummy | 515 | 527 | 545
L9175 |  | Single dummy with case | 380 | 389 | 396
L9176 |  | Double dummy with case | 626 | 638 | 656
Keyed Single Cylinder Functions
L9050P | • | Entrance/Office | 908 | 920 | 938
L9056P | • | Entrance/Office with auto unlocking | 992 | 1004 | 1002
L9080P | • | Storeroom | 908 | 920 | 938
L9092P&93P EL&EU |  | Electrified Lock (outside cylinder) | 1231 | 1243 | 1261
L9453P | • | Entrance w/ deadbolt | 938 | 950 | 968
L9456P | • | Corridor w/ deadbolt
L9465P |  | Closet/Storeroom w/ deadbolt
L9473P |  | Dorm/Bedroom w/ deadbolt
L9480P | • | Storeroom w/ deadbolt | 1258 | 1270 | 1288
L9492P&93P EL&EU |  | Electrified lock (outside cylinder, inside thumbturn, deadbolt) | 1221 | 1233 | 1251
Keyed Double Cylinder Functions
L9060P | • | Apartment entrance | 998 | 1010 | 1028
L9094P&95P EL&EU |  | Electrified Lock (Inside and outside cylinder) | 1320 | 1332 | 1350
L9466P |  | Storeroom w/ deadbolt | 998 | 1010 | 1028
L9494P&95P EL&EU |  | Electrified lock (inside and outside cylinder, deadbolt) | 1348 | 1360 | 1378
L-Series (L or N Escutcheon) - Standard Collection Levers
Function | Add $101 for Vandlgard Option | Description | Lever or Knob Designs and Finishes
Standard Lead time
06 (Rhodes), 07 (Athens), | M52 (Broadway), M81 (Boardwalk)
17 (Sparta), LAT (Latitude),
LON (Longitude)
Finishes
626 | 619 622 625 | 619, 622, 625, 626, 643e
643e
Keyless Functions
L9010 |  | Passage | 736 | 748 | 766
L9040 | • | Privacy | 842 | 854 | 872
L9044 | • | Privacy w/ Coin Turn and Outside Indicator (N Escutcheon Only) | 912 | 924 | 942
L9444 | • | Privacy w/ Deadbolt, Coin Turn and Outside Indicator (N Escutcheon Only) | 1032 | 1044 | 1062
L9090&91 EL&EU |  | Electrified Lock (keyless) | 1167 | 1179 | 1197
L9440 | • | Privacy w/ Deadbolt | 965 | 977 | 995
L0170 |  | Single Dummy (N Escutcheon Only) | 280 | 292 | 310
L0172 |  | Double Dummy | 542 | 554 | 572
L9175 |  | Single Dummy with Case | 407 | 419 | 437
L9176 |  | Double Dummy with Case | 653 | 665 | 683
Keyed Single Cylinder Functions
L9050P | • | Entrance/Office | 935 | 947 | 965
L9056P | • | Entrance/Office w/ Auto Unlocking | 1019 | 1031 | 1049
L9080P | • | Storeroom | 935 | 947 | 965
L9092P&93P EL&EU |  | Electrified Lock (outside cylinder) | 1258 | 1270 | 1288
L9453P | • | Entrance/Office w/ Deadbolt | 965 | 977 | 995
L9456P | • | Corridor w/ Deadbolt
L9465P |  | Closet/Storeroom w/ Deadbolt
L9473P |  | Dorm/Bedroom w/ Deadbolt
L9480P | • | Storeroom w/ Deadbolt | 1055 | 1067 | 1085
L9492P&93P EL&EU |  | Electrified lock (outside cylinder, inside thumbturn, deadbolt) | 1285 | 1297 | 1315
Keyed Double Cylinder Functions
L9060P | • | Apartment Entrance | 1025 | 1037 | 1055
L9094P&95P EL&EU |  | Electrified Lock (Inside and outside cylinder) | 1,347 | 1359 | 1377
L9466P |  | Storeroom w/ Deadbolt | 1,025 | 1037 | 1055
L9494P&95P EL&EU |  | Electrified lock (inside and outside cylinder, deadbolt) | 1,375 | 1,387 | 1,405
L • Cylinder Options
Cylinder Adjustments
Specify | Description | Lock Price Adjustment
(per cylinder)
Full Size Interchangeable Core (FSIC)
R Suffix | Full size core (furnished 1-bitted w/ two 6-pin keys unless otherwise specified) | 75
J Suffix | Less full size core | N/C
Full Size Construction Core
T Suffix | Full size construction core (assessed handing charge 50-231 per core) | 75
Small Format Interchangeable Core (SFIC) (Not available with Hotel Functions L9485 or L9486)
G7 Suffix | Everest patented core (specify key symbol; see Terms & Conditions for more details) | 87
B Suffix | Less small format core | N/C
Small Format Construction Core & Disposable Core
H Suffix | Small format construction core (assessed handing charge 50-231 per core) | 45
BDC Suffix | Small format disposable core | N/C
Construction Core Handling Charge
50-231 | Handing charge for construction core (assessed per core, non-refundable) | 10.7
Notes
Control keys are not furnished with locks and must be purchased separately. See Keys & Keying. Interchangeable cores are not available with concealed cylinders.
Ordering instructions: Add suffix to lock function. Ex: L9050J (L9050 function less full size core)
Armor Fronts, L9000
Specify | Description | Lock Price Adjustment
1 1/4" Wide (Standard armor size for 1 3/4" and larger door thicknesses)
09-661 | Blank (L9175, L9176) | N/C
09-662 | Latch only (L9010, L9040, L9044)
09-663 | Latch x aux latch (L9050, L9056, L9060, L9070, L9071, L9080, L9082, L9090/91/92/93/95/95*)
09-713 | Latch x aux latch (L9076, L9077)
09-664 | Latch x deadbolt (L9440, L9444, L9456, L9457, L9465, L9466, L9473, L9496)
09-665 | Deadbolt (L9460, L9462, L9463, L9464)
09-666 | Latch x aux latch x deadbolt (L9453, L9458, L9480, L9485, L9486, L9492/93/94/95)
09-717 | Deadbolt armor (L460, L462, L463, L464, L480, L496)
1 1/16" Wide (recommended armor size for doors thinner than 1 3/4", including 1 3/8" doors)
09-667 | Blank (L9175, L9176) | N/C
09-668 | Latch only (L9010, L9040, L9044)
09-669 | Latch x aux latch (L9050, L9056, L9060, L9070, L9071, L9080, L9082, L9090/91/92/93/94/95*)
09-718 | Latch x aux latch (L9076, L9077)
09-670 | Latch x deadbolt (L9440, L9444, L9456, L9457, L9465, L9466, L9473, L9496)
09-671 | Deadbolt (L9460, L9462, L9463, L9464)
09-672 | Latch x aux latch x deadbolt (L9453, L9458, L9480, L9485, L9486, L9492/93/94/95)
*For L9090/91/92/93/94/95 with DPS use armor 09-666 (1-1/4" wide) or 09-670 ( 1-1/16 wide)
Ordering instructions: Specify on order only if requesting other than default.
Strikes, L9000
Specify | Description | Lock Price
Adjustment
Strikes, L9000 Series
10-072 | 1 1/4" x 4 7/8" square corner strike + box, 1 3/16" lip length, standard L9000 strike | N/C
10-072 xx | 1 1/4" x 4 7/8" square corner strike + box; specify lip length (xx) as 7/8", 1" or 1-1/2"
10-072 xx | 1 1/4" x 4 7/8" square corner strike + box; specify lip length (xx) as 1-3/4" or 2" | 32.2
10-073 | Deadbolt lock strike, standard for L9460, L9462, L9463 and L9464 | N/C
10-075 | 1/2" rabbeted strike | 111
37-015 | Door frame strike reinforcer (finish not applicable) | N/C
Strikes, L400 Series
10-078 | 1-1/4" x 4-7/8" square corner strike + box | N/C
10-079 | 1-1/8" x 3-1/2" square corner strike + box, ANSI 115.5 prep, standard L400 strike
Ordering instructions: Specify on order only if requesting other than default.
ND Levers • Complete Locks
Function | Decription | Designs and Finishes | PRIMARY CYLINDER ADJUSTMENTS
AVAILABLE LEVERS
AVAILABLE FINISHES
ATH RHO SPA BRW BRK LAT LON
626 | 619 622
625 643e
Keyless | LD | RD | JD | BD | GD | HD*
| CD | TD* |  | BDC
ND10S | Passage | 450 | 462
ND40S | Privacy | 518 | 530 | ATH LAT RHO SPA BRW LON BRK
ND170 | Single dummy | 139 | 145
Keyed, Single Cylinder | LD | RD | JD | BD | GD | HD
| CD | TD* |  | BDC
ND50PD | Entrance/Office | 613 | 625 | -62 | 37 | -34 | N/C | 82 | 43
ND53PD | Entrance
ND80PD | Storeroom
ND80PD EL/EU | Electrically locked or unlocked | 821 | 833
ND96PD EL/EU | Vandlgard® Electrically locked or unlocked | 902 | 914
* Temporary cores (TD and HD options) require non-refundable core handling charge (50-231) of $9.50 and will be added to the price of the lock.
All electrified functions are compatible with the Allegion Connect harnesses. For additional options, including competitive cores, please see the Schlage Mechanical Price Book
ND Levers • Options
Latches
Part Number | Backset - Description | Lock Adjustment
Spring Latch*
13-248 | 2 3/4" - Square corner, 1 1/8" x 2 1/4" | N/C
Deadlatch*
14-047 | 2 3/8" - Square corner, 1 1/8" x 2 1/4" | N/C
14-048 | 2 3/8" - Square corner, 1 x 2 1/4" | N/C
13-247 | 2 3/4" - Square corner, 1- 1/8" x 2 1/4" | N/C
* All latch extensions require reinforcement when used in hollow metal door applications
Strikes
Part Number | Lip Length - Description | Lock Adjustment
10-013 | 1 1/8" - Square corner, T-strike, box, 1 1/8" x 2 3/4" | N/C
1 1/2" - Square corner, T-strike, box, 1 1/8" x 2 3/4" | 4.5
10-016 | 1 1/8" - Square corner, T-strike, deep box, fire door latch | N/C
10-025 | 1 3/16" - ANSI, no box, 1 1/4" x 4 7/8" | N/C
1 3/8" - ANSI, no box, 1 1/4" x 4 7/8" |  | 28.9
1 1/2" - ANSI, no box, 1 1/4" x 4 7/8" |  | 28.9
K510-066 | Box for ANSI strike, must be specified | N/C
Non-Standard Door Thickness*
Description | Specify | Lock Adjustment
1 3/8" thick doors - 2 chassis spacers | Door thickness and how door is extended. | 57.6
(XN12-012) required; see ND-18 | Example: 3", EO
* If not specified orders will default to EE; RX and Competitor Cores options need to be ordered via RFQ
AL • Complete Locks
Function | Decription | Designs and Finishes | PRIMARY CYLINDER ADJUSTMENTS
AVAILABLE LEVERS
AVAILABLE FINISHES
JUP NEP OME SAT
626 | 619 622
625 643e
Keyless | LD | RD | JD | BD | GD | HD*
|  | TD* |  | BDC
AL10S | Passage | 211 | 223
AL40S | Privacy | 240 | 252 | ALL | JUP NEP SAT
AL170 | Single dummy | 122 | 128
Keyed, Single Cylinder | LD | RD | JD | BD | GD | HD
| CD | TD |  | BDC
AL50PD | Entrance/Office | 307 | 319 | -62 | 37 | -34 | N/C | 82 | 43
AL53PD | Entrance
AL70PD | Classroom
AL80PD | Storeroom
* Temporary cores (TD and HD options) require non-refundable core handling charge (50-231) of $9.50 and will be added to the price of the lock.
Latches
Part Number | Backset - Hsg Dia - Description | Lock Adjustment
Spring Latch
11-068 | 2 3/8" - 7/8" - Square corner, 1" x 2 1/4" | N/C
11-069 | 2 3/8" - 7/8" - 1/4" Radius round corner, 1" x 2 1/4"
11-111 | 2 3/4" - 7/8" - Square corner, 1" x 2 1/4"
11-112 | 2 3/4" - 7/8" - 1/4" Radius round corner, 1" x 2 1/4"
11-116 | 2 3/4" - 1" - Square corner, 1 1/8" x 2 1/4"
Deadlatch
11-085 | 2 3/8" - 7/8" - Square corner, 1" x 2 1/4" | N/C
11-088 | 2 3/8" - 7/8" - 1/4" Radius round corner, 1" x 2 1/4"
11-091 | 2 3/4" - 7/8" - Square corner, 1" x 2 1/4"
11-092 | 2 3/4" - 7/8" - 1/4" Radius round corner, 1" x 2 1/4"
11-096 | 2 3/4" - 1" - Square corner, 1 1/8" x 2 1/4"
Strikes
Part Number | Lip Length - Description | Lock Adjustment
10-001 | 1 1/8" - Square corner, T-strike, box, 1 1/8" x 2 3/4" | N/C
1" - Square corner, T-strike, box, 1 1/8" x 2 3/4" | 7.5
1 1/4" - Square corner, T-strike, box, 1 1/8" x 2 3/4"
1 1/2" - Square corner, T-strike, box, 1 1/8" x 2 3/4"
1 3/4" - Square corner, T-strike, box, 1 1/8" x 2 3/4"
2" - Square corner, T-strike, box, 1 1/8" x 2 3/4"
10-004 | 1 1/8" - 1/4" Radius round corner, T-strike, box, 1 1/8" x 2 3/4" | N/C
10-025 | 1 3/16" - ANSI, no box, 1-1/4" x 4-7/8" | N/C
1 3/8" - ANSI, no box, 1-1/4" x 4-7/8" | 27.2
1 1/2" - ANSI, no box, 1-1/4" x 4-7/8"
10-026 | 1 1/8" - Square corner, full lip, no box, 1 5/8" x 2 1/4" | N/C
10-027 | 1 1/8" - 1/4" Radius round corner, full lip, no box, 1 5/8" x 2 1/4"
10-058 | Circular, adjustable, 1 3/4" diameter - 605 and 626 finishes only
K510-066 | Box for ANSI strike, must be specified
MA Lever/Rose Styles
Function | Description | Designs and Finishes
DG, AG, QG, LTG, BRG, LGG, BOG
626 643E | 619 622 625 630*
Single Cylinder Functions
MA521P | Entry/Office | $612.00 | $624.00
MA561P | Classroom
MA571P | Dormitory Exit
MA581P | Storeroom
MA531P | Apartment Corridor | 627 | 639.00
Double Cylinder Functions
MA441P | Classroom Security | 672 | 684.00
CAUTION:
Double cylinder locks on residences and any door in any structure which is used for egress are a life safety hazard in times of emergency and their use is not recommended. Installation should be in accordance with existing codes only.
Non-Keyed Functions
MA101 | Passage | $472.00 | $48400
MA301 | Privacy | 552 | 564.00
MA Lever Escutcheon Styles
Function | Description | Designs and Finishes
DN, AN, QN, LTN, BRN, LGN, BON
626 643E | 619 622 625 630*
Single Cylinder Functions
MA521P | Entry/Office | $657.00 | $669.00
MA561P | Classroom
MA571P | Dormitory Exit
MA581P | Storeroom
MA531P | Apartment Corridor | 672 | 684.00
Double Cylinder Functions
MA441P | Classroom Security | $717.00 | $729.00
CAUTION:
Double cylinder locks on residences and any door in any structure which is used for egress are a life safety hazard in times of emergency and their use is not recommended. Installation should be in accordance with existing codes only.
Non-Keyed Functions
MA101 | Passage | $517.00 | $529.00
MA301 | Privacy | 597 | 609.00
Key-In-Lever
Function | Description | Designs and Finishes
D, A, Q, LAT, BRW
626 643E | 619 622 625
Single Cylinder Functions
T351PD | Closet | 443 | 455
T511PD | Entry/Office
T561PD | Classroom
T581PD | Storeroom
Double Cylinder Functions
T381PD | Exit Security | 519 | 531
CAUTION:
Double cylinder locks on residences and any door in any structure which is used for egress are a life safety hazard in times of emergency
and their use is not recommended. Installation should be in accordance with existing codes only.
Non-Keyed Functions
T101S | Passage | 317 | 329
T301S | Privacy | 398 | 410
Dummy Trim
T12 | Half Dummy | 141 | 147
W Series • Complete Locks
Key-In-Lever Large Rose 3 3/8" Rose
Function | Description | Designs and Finishes
D, A, Q, LAT, BRW
626 643E | 619 622 625
Single Cylinder Functions
W501PD | Entry | 117 | 129
W511PD | Entry/Office
W561PD | Classroom
W571PD | Dormitory/Corridor
W581PD | Storeroom
W711PD | Apartment Entry
Non-Keyed Functions
W101S | Passage | 107 | 119
W161D | Communicating/Exit | 108 | 120
W201D | Patio
W301S | Privacy
Dummy Trim
W12 | Half Dummy | 63 | 69
W18 | Two Sided Dummy | 125 | 137
Key-In-Knob
Function | Description | Designs and Finishes
E H
626 | 605 606 613 625
Single Cylinder Functions
W511PD | Entry/Office | 68 | 80
W561PD | Classroom
W571PD | Corridor
W581PD | Storeroom
W711PD | Apartment Entry
Non-Keyed Functions
W101S | Passage | 56 | 68
W301S | Privacy | 57 | 69
Dummy Trim
W12 | Half Dummy | 41 | 47
Small Rose 2 9/16" (65mm)
Function | Description | Designs and Finishes
SRD, SRA, SRQ, SRLAT, SRBR
626 643E | 619 622 625
Single Cylinder Functions
W511 | Entry/Office | 141 | 153
W561 | Classroom
W581 | Storeroom
Non-Keyed Functions
W101 | Passage | 115 | 127
W161 | Communicating/Exit | 117 | 129
W301 | Privacy
Dummy Trim
W12 | Single Dummy | 67 | 73
D-200 Series
Function | Description | Designs and Finishes
626 | 619 622 613 625 643e
Keyless
D261 | Turn, Inside Only | 58 | 64
D261M | Turn , Inside x Rose
D271 | Turn, Inside x Occupancy Indicator | 59 | 65
Single Cylinder Functions
D211P | Classroom Function | 78 | 84
D241P | Single Cylinder x Turn | 75 | 81
H2 Series • Complete Locks
Function | Description | Design and Finishes
Keyed, Single Cylinder | DAN, AVA, QUA, LAT, LON, BRW, BRK
626 643E | 619 622 625
H2101 | Entrance Lock - Deadbolt Single Cylinder | 314 | 326
H2171 | Public Restroom with Occupancy Indicator - No Cylinder | 414 | 426
(Interior Locking Only)
Specify both outside and inside designs if split.
Conventional Cylinders
MA and M Series Conventional Rim and Mortise Cylinders
Pins | Length | Description | Number | 626 643e | 619, 622
5 or 6 | 1 1/8 | Mortise | 985 | 63 | 66
| 1 1/4 | 986
5, 6, or 7 | – | Rim | 951 | 63 | 66
Notes: 1) MA cam (5622-STD) provided.
2) Mortise and rim cylinders are not available in any competitor keyway, except Schlage C.
3) Conventional mortise cylinder with Schlage C keyway are available with 985, 986 and 951.
Interchangeable Cores
Regular Core (suffix keyway to number)
| Uncombinated | Combinated
Description | 6-Pin | 7-Pin | Price | 6-Pin | 7-Pin | Price
Standard | C646 | C647 | $35.00 | C606 | C607 | $42.00
Best style capping | CB846 | CB847 | CB806 | CB807
No logo | C648 | C649 | 35.00 | C608 | C609
No logo, Best capping | CB848 | CB849 | CB808 | CB809
Notes: 1)
For restricted keyways add $10.10 per core. See page iv for restricted keyway policies.
2)
For temporary construction cores and policy, See page MF-59.
3) For 605, 613 and 625 add $2.80 per core. Minimum 250 pieces.
4) Keying must be specified on combinated cores.
IC Cylinders
Small Format Interchangeable Rim and Mortise Core Housings Only
Cat. Number | Length | Pins | Description | 626 643e | 619, 622, 625
C987 | 1-3/8" | 6 or 7 | Mortise | $39.00 | $41.00
C988 | 1-1/2" | 6 or 7 | Mortise
C953 | N/A | 6 or 7 | Rim | 41 | 43
Notes: 1)
All mortise cylinders will be furnished with cam 5622-IC.
2)
When ordering cylinders with construction cores, include the suffix -7 CCA or -6 CCA added to the part number. i.e. C987-6 CCA 626 for a 6 pin small format construction core included with a C987 cylinder in 626 finish
Conventional Keys and Blanks
Key Blanks
(Specify keyway and order in multiples of 50 except where specified)
Part. Number | Description | Qty./Wt. | Each
KB573 | Standard 5-pin | 50/1 | 2.4
KB577 | Standard 6-pin
KB581 | Standard 7-pin | 35/1 | 2.8
KB751 | Plain 5-pin (non-embossed) | 50/1 | 2.5
KB761 | Plain 6-pin (non-embossed)
KB771 | Plain 7-pin (non-embossed) | 35/1 | 2.8
KB544 | Large bow - 5-pin | 25/1 | 5.5
KB590 | Large bow - 6-pin | 25/1 | 6.5
Q330-215 | 6 Pin Schlage C Blank | 1 | 3.3
Cut Keys
Part. Number | Description | Each
KB574 | Standard 5 Pin | 7.7
KB578 | Standard 6 Pin
KB582 | Standard 7 Pin
KB794 | Plain 5-pin (non-embossed)
KB797 | Plain 6-pin (non-embossed)
KB799 | Plain 7-pin (non-embossed)
KB545 | Large bow - 5-pin (When furnished with lock - 2 keys) additional per lock | 8.5
KB545 | Large bow - 5-pin
KB591 | Large bow - 6-pin (When furnished with lock - 2 keys) additional per lock | 10.1
KB591 | Large bow - 6-pin
330055 | Schlage C - 6 pin | 7.5
Q330-276 | Schlage Split Key 6-pin | 10.1
* Specify key section to key (blank) numbers.
Note: 1)
Prices listed for key blanks and cut keys are for E, G and H sections only. For all other key sections add $0.80 list per key to prices shown. Letter of au-tho-ri-za-tion required for re-strict-ed sections; not available to stock; shipped directly to the end user.
IC Core Key Blanks
| Standard | Plain Both Sides | Price
Standard | KB628 | KB718 | 2.7
Stamped CONTROL | KB608 | KB744 | 5.2
IC Core Cut Keys
| Standard | Plain Both Sides | Price
| 6-Pin | 7-Pin | 6-Pin | 7-pin
Standard | KB632-1 | KB632-2 | KB673-1 | KB673-2 | 7.7
CONTROL | KB609-1 | KB609-2 | KB778-1 | KB778-2 | 10
Notes: 1) Specify keyway
2) Order standard blanks in multiples of 50.
3)
Prices for key blanks and/or cut keys are for single key sections only. Key blanks 50 min. Cut keys no minimum quantity
4)
For double milled key (e.g. DE, EF, FG) add $3.20 each to prices shown,minimum order quantity of 50 keys.
5) Triple and quadruple milled keys add $3.70 each to price shown, minimum order quantity of 50 keys.
6) Letter of au-tho-ri-za-tion required for re-strict-ed sections; not available to stock; shipped directly to the end user.
Best® Style SFIC Core Key Blanks
| Standard | Plain Both Sides | Price
Standard | KB800* | KB801* | 2.8
* KB 800 & 801 are not available in multi milled keyways.
Best® Style SFIC Core Cut Keys
| Standard | Plain Both Sides | Price
Standard 6-Pin | KB807-1 | KB809-1 | 8
Stamped Control 6-Pin | KB811-1 | KB813-1 | 10.4
Standard 7-Pin | KB807-2 | KB809-2 | 12.2
Standard Control 7-Pin | KB811-2 | KB813-2 | 18.5
Construction Core Program
Part Number | Description | Specify | Price
C606CCA | Construction core 6-pin | Specify “H” suffix when ordering with Locks, Specify CCA when ordering with Mortise and Rim Cylinders | 46
C607CCA | Construction core 7-pin
KB632-1CCA | Cut key for construction core 6-pin |  | 8
KB632-2CCA | Cut key for construction core 7-pin
KB609-1CCA | Cut control key 6-pin (order separately) |  | 10.4
KB609-2CCA | Cut control key 7-pin (order separately)
1408 | Disposable construction core | Specify “BDC” suffix when ordering | 5.7
50-231F | Non-refundable handling charge per core |  | 7.8
Notes: 1)
Keyed and temporary construction cores will be installed in locks and cylinders automatically unless otherwise specified on orders.
2)
Construction cores for a given project are keyed alike to one of a limited number of combinations nationwide. Different Falcon projects in the same area using the same or different contractors may use the same key. Where a higher degree of security is desired, order a set of cores in 626 finish keyed alike to a random combination. Specify “KS1.” Such cores are not returnable to Falcon but may be reused for other projects.
3)
Temporary construction cores are an inexpensive alternative to interior keyed construction cores. This temporary is intended for use on interior door applications or where security on-site is not a concern.

## Exits
Von Duprin Exits
22 Rim Panic Device
Trim Function | Handing | Finish | Series | 3' | 4'
List Price
Exit Only | - | SP28 | 22-EO-SP28 | 469 | 480
Exit Only | - | SP313 | 22-EO-SP313 | 469 | 480
22-F Rim Fire Exit Hardware
Trim Function | Handing | Finish | Series | 3' | 4'
List Price
Exit Only | - | SP28 | 22-EO-F SP28 | 582 | 593
Exit Only | - | SP313 | 22-EO-F-SP313 | 582 | 593
2227 Surface Vertical Rod Panic Device
Trim Function | Handing | Finish | Series | Door Height | 3' | 4'
List Price
Exit Only | - | SP28 | 2227-EO-SP28 | 7' | 815 | 826
Exit Only | - | SP313 | 2227-EO-SP313 | 7' | 815 | 826
2227-F Surface Vertical Rod Fire Exit Hardware
Trim Function | Handing | Finish | Series | Door Height | 3' | 4'
List Price
Exit Only | - | SP28 | 2227-EO-F-SP28 | 7' | 1038 | 1049
Exit Only | - | SP313 | 2227-EO-F-SP313 | 7' | 1308 | 1049
22 Series Trim
Series | Lever | Handing | Finish | List Price
210-DT | - | - | SP28 | 53
210-DT | - | - | SP313 | 53
210-NL | - | - | SP28 | 61
210-NL | - | - | SP313 | 61
230-L | 6 | LHR | SP28 | 235
230-L | 6 | RHR | SP28 | 235
230-L | 6 | LHR | SP313 | 235
230-L | 6 | RHR | SP313 | 235
230-NL | - | - | SP28 | 119
230-NL | - | - | SP313 | 119
230-DT | - | - | SP28 | 108
230-DT | - | - | SP313 | 108
Auxiliary Parts
Cylinders
Model No. | Description | Compatible Trim Series | Finish | List Price
3215 | Mortise 1 1/4" | 230L | US26D | 92
3216 | Rim Cylinder | 210NL, 230NL | US26D | 92
Extension Rods
Model No. | Description | Finish | List Price
ER-36 | 36" Extension Rod for 2227 | SP28 | 30
ER-36 | 36" Extension Rod for 2227 | SP313 | 30
Sex Bolts
Model No. | Description | Finish | List Price
325 | 325 Sex Bolt 1/4 - 20 (pkg of 2) |  | 26
425 | 425 Sex Bolt 10-24 (Pkg of 2) |  | 26
Electronics e-Strike
Description | Finish | Price Each
4211-US32D-12/24VDC-FSA/FSE | 630 | 199
4212-US32D-12/24VDC-FSA/FSE | 630 | 239
6111 US32D 24VDC FSE | 630 | 892
6112 US32D 24VDC FSE | 630 | 835
6210 US32D 24VDC FSE | 630 | 813
6210 US32D 12VDC FSE | 630 | 813
6210 US32D 24VDC FSE DS | 630 | 1016
6210 US32D 24VDC FS | 630 | 854
6211 FSE (MORT/CYL) 24VDC 630 | 630 | 766
6211 FSE 12VDC ELEC STRIKE | 630 | 766
6211 FSE DS (MORT/CYL) 630 | 630 | 969
6211 US32D 24VDC FS | 630 | 807
6211 US32D 24VDC FSE | 630 | 766
6211AL US32D 24VDC FSE | 630 | 796
6211WF US32D 24VDC FSE | 630 | 775
6212 US32D 24VDC FSE | 630 | 907
6223 FSE 24VDC ELEC STRIKE | 630 | 854
5100 3FP 689 24VDC | 689 | 258
6300 US32D 12/24VDC FSE | 630 | 767
6400 US32D 12/24VDC FSE | 630 | 540
98 Series
n
3' Devices are priced complete with standard trim and strike(s).
n
4' add $18 list.
| US26D | US26 | US15 | 643E | 315
EXIT HARDWARE
98EO | Rim Device | 1439 | 1676 | 1676 | 1676 | 2054
9827EO | Surface Vertical Rod Device | 2081 | 2375 | 2375 | 2375 | 2777
9849EO | Concealed Vertical Cable Device | 2203 | 2413 | 2413 | 2413 | 2862
FIRE EXIT HARDWARE
98EO-F | Rim Device | 1601 | 1889 | 1889 | 1889 | 2290
9827EO-F | Surface Vertical Rod Device | 2364 | 2694 | 2694 | 2694 | 3058
9849EO-F | Concealed Vertical Cable Device | 2379 | 2589 | 2589 | 2589 | 3038
Von Duprin 35A Series
n
3' Devices are priced complete with standard trim and strike(s).
n
4' add $18 list.
| US26D | US26 | US15 | 643E | 315
EXIT HARDWARE
35A-EO | Rim Device | 1774 | 1859 | 1859 | 1859 | 2235
3549A-EO | Concealed Vertical Cable Device | 2539 | 2631 | 2631 | 2631 | 3093
FIRE EXIT HARDWARE
35A-EO-F | Rim Device | 1872 | 1957 | 1957 | 1957 | 2333
3549A-EO-F | Concealed Vertical Cable Device | 2644 | 2736 | 2736 | 2736 | 3198
Concealed Vertical Cable (CVC) Reference:
Nominal Door Opening Height
72"-82" | 6' - 6'10"
*>82"-96" | *>6'10" - 8'
>96" -110" | >8' - 9'2"
>110" -120" | >9'2"-10'
* Default Door Opening Height. Specify height if other than default.
Device Options
Dogging Option
Prefix | List Add
LD | Less Dogging | N/C
Weep Holes
Suffix | List Add
WH | Drainage (Weep) Holes in Mechanism Case | 92
3' device will have 5 holes - 6" spacing, 4' device will have 7 holes - 6" spacing
Switches
Prefix | List Add
RX | Request to Exit - available on all 35A and 98 Series Devices | 256
Electric Latch Retraction
Prefix | List Add
QEL | Quiet Electric Latch Retraction - available on all 35A and 98 Series Devices | 941
Electric Unlocking | List Add
E996 | Electric Unlocking of outside E996 Trim - for 98 devices | 671
Available with L or LBE functions only. Specify handing.
Specify FAIL SECURE (FSE) or FAIL SAFE (FS).
Motorized Electric Unlocking | List Add
M996 | Motorized Electronic Unlocking for outside M996 Trim - for 98 devices | 640
Available with L or LBE functions only. Specify Handing.
Ships FAIL SAFE (FS), but can be field converted to FAIL SECURE (FSE) with dip switch.
Allegion Connect
Suffix | List Add
CON | Cross-category solution using common interconnect components for electrified options. | N/C
Available with RX switches, QEL, and E996.
NOTE: For wire harness options refer to Power Supply and Electronic Component Section.
Dummy Touch Bars
n
3' Devices are priced complete with sex bolts.
n
4' add $18 list.
Model No. | Description | US26D | US26 | US15 | 643E | 315
350 | 35A/98 series device dummy touch bar | 823 | 823 | 823 | 823 | 1496
98 Series Trim
Specify device type when ordering (example: 996L-R)
Model No. | Description | Device Type | US26D | US26 | US15 | 643E | SPLBLK
110MD-NL | Night Latch Cyl. Assy, MD Dr | – | 133 | 135 | 135 | 135 | 135
996L | Lever | R&V | 607 | 708 | 708 | 708 | 623
996L-BE | Lever, Blank Escutcheon | R&V | 607 | 708 | 708 | 708 | 623
996L-NL | Lever, Night Latch | R&V | 472 | 565 | 565 | 565 | 488
Lever Designs
Model No. | Description
Standard | 06 Lever Design - furnished standard.
Optional Lever Designs - Latitude (LAT),17, 07
Handing | Field reversible and furnished RHR if not specified
35A Series Trim
Model No. | Description | US26D | US26 | US15 | 643E | 315
388 (NL-OP) | Night Latch Cylinder Trim | 311 | 311 | 311 | 311 | -
Power Transfer
Model No. | Description | SP28
EPT10 | Ten 24 guage wires | 514
EPT10 CON | Ten 24 guage wires with connectors | 526
FALCON Exits
24-R Device Series
3' Devices are priced with standard trim and strikes, 4' add $19 list.
Cylinders are not included in the price.
EXIT HARDWARE
Rim Devices
(Includes 299 Strike)
| Trim/Control | US19* US26D | US26 | 643E* US15*
* 24-R-EO |  | 1406 | 1459 | 1588
* 24-R-NL-OP (Supplied as NL less trim) | 1406 | 1459 | 1588
Delta Trim (handed and field reversible)
24-R-DT | 717DT | 1670 | 1723 | 1852
24-R-DT | 718DT | 1690 | 1743 | 1872
* 24-R-NL | 718NL* | 1670 | 1723 | 1852
* 24-R-C | 718C* | 1609 | 1662 | 1791
Knob Control (handed and field reversible)
24-R-K | 711K | 1721 | 1774 | 1903
24-R-K-BE | 711K-BE | 1721 | 1774 | 1903
24-R-K-NL | 711K-NL | 1721 | 1774 | 1903
Dane Lever Control (handed and field reversible)
* 24-R-L | 712L* | 1794 | 1847 | 1976
* 24-R-L-BE | 712L-BE* | 1794 | 1847 | 1976
* 24-R-L-NL | 712L-NL* | 1794 | 1847 | 1976
* 24-R-L-DT | 712L-DT* | 1794 | 1847 | 1976
* These devices and 712L, 712L-BE, 712L-NL, 712L-DT, 718C, 718NL trims are available in 643E, US15 and US19 finishes.
24 Series ordered in 313AN will be supplied with trims in SP313.
Handing: Trims are furnished RHR when handing is not specified.
24 Rim, comes with dead latching as a standard effective April 3, 2017.
Sex Bolts:
Optional Sex Bolts are recommended for center case mounting when device is used with hollow core wood,
composite or light gauge hollow metal doors. See chart below for quantities and list prices.
Application |  | Sex Bolt 325 | Sex Bolt 425 | List Add
|  | (Optional) | (Optional)
Hollow core wood, composite or light gauge hollow metal doors - EO (exit only device) | 2 | 4 | 78
Hollow core wood, composite or light gauge hollow metal doors - Device with Trim | Not Required | 4 | 52
F-24-R Device Series
3' Devices are priced with standard trim and strikes, 4' add $19 list.
Cylinders are not included in the price.
EXIT HARDWARE
Rim Devices
(Includes 299F Strike)
| Trim/Control | US19* US26D | US26 | 643E* US15*
* F-24-R-EO |  | 1615 | 1668 | 1797
* F-24-R-NL-OP (Supplied as NL less trim) | 1615 | 1668 | 1797
Delta Trim (handed and field reversible)
F-24-R-DT | 717DT | 1879 | 1932 | 2061
F-24-R-DT | 718DT | 1899 | 1952 | 2081
* F-24-R-NL | 718NL* | 1879 | 1932 | 2061
* F-24-R-C | 718C* | 1818 | 1871 | 2000
Knob Control (handed and field reversible)
F-24-R-K | 711K | 1930 | 1983 | 2112
F-24-R-K-BE | 711K-BE | 1930 | 1983 | 2112
F-24-R-K-NL | 711K-NL | 1930 | 1983 | 2112
Dane Lever Control (handed and field reversible)
* F-24-R-L | 712L* | 2003 | 2056 | 2185
* F-24-R-L-BE | 712L-BE* | 2003 | 2056 | 2185
* F-24-R-L-NL | 712L-NL* | 2003 | 2056 | 2185
* F-24-R-L-DT | 712L-DT* | 2003 | 2056 | 2185
* These devices and 712L, 712L-BE, 712L-NL, 712L-DT, 718C, 718NL trims are available in 643E, US15 and US19 finishes.
24 Series ordered in 313AN will be supplied with trims in SP313.
Handing: Trims are furnished RHR when handing is not specified.
Sex Bolts:
Sex Bolts are supplied for center case mounting when device is used with wood, composite or non-reinforced hollow metal doors.
Application |  | Sex Bolt 325 | Sex Bolt 425
|  | (Optional) | (Optional)
Wood, composite or non-reinforced hollow metal doors - EO (exit only device) | 2 | 4
Wood, composite or non-reinforced hollow metal doors - Device with Trim | Not Required | 4
24-V Device Series
3' Devices are priced with standard trim and strikes, 4' add $19, 2' add $123 list.
Cylinders are not included in the price.
EXIT HARDWARE
Surface Vertical Rod Devices
(Includes 3788 and 2130 Strikes)
| Trim/Control | US19* US26D | US26 | 643E* US15*
* 24-V-EO |  | 1847 | 1919 | 2069
* 24-V-NL-OP (Supplied as NL less trim) | 1847 | 1919 | 2069
Delta Trim (handed and field reversible)
24-V-DT | 717DT | 2111 | 2183 | 2333
24-V-DT | 718DT | 2131 | 2203 | 2353
* 24-V-NL | 718NL* | 2111 | 2183 | 2333
* 24-V-C | 718C* | 2050 | 2122 | 2272
Knob Control (handed and field reversible)
24-V-K | 711K | 2162 | 2234 | 2384
24-V-K-BE | 711K-BE | 2162 | 2234 | 2384
24-V-K-NL | 711K-NL | 2162 | 2234 | 2384
Dane Lever Control (handed and field reversible)
* 24-V-L | 712L* | 2235 | 2307 | 2457
* 24-V-L-BE | 712L-BE* | 2235 | 2307 | 2457
* 24-V-L-NL | 712L-NL* | 2235 | 2307 | 2457
* 24-V-L-DT | 712L-DT* | 2235 | 2307 | 2457
* These devices and 712L, 712L-BE, 712L-NL, 712L-DT, 718C, 718NL trims are available in 643E, US15 and US19 finishes.
Handing: 24-V devices and noted Trims are handed and field reversible. The Device and Trims are furnished RHR when handing is not specified.
Extension Rods: For door heights over 7'0" up to 8'0", 12" extension rods are furnished at no additional charge at the time of device order. For door heights over 8'0" up to 10'0" extension rods are furnished at prices shown in parts section with the device at the time of order.
MUST specify door height on order line.
Sex Bolts:
Optional Sex Bolts are recommended for center case and latch mounting when device is used with hollow core wood,
composite or light gauge hollow metal doors. See chart below for quantities and list prices.
Application | Latches | Device | Device | List Add
| Sex Bolt | Sex Bolt | Sex Bolt
| 2729 | 425 | 325
| (Optional) | (Optional) | (Optional)
Hollow core wood, composite or light gauge hollow metal doors - EO (exit only device) | 6 | 2 | 2 | 112
Hollow core wood, composite or light gauge hollow metal doors - Device with Trim | 6 | 2 | Not Required | 86
Hollow core wood, composite or light gauge hollow metal doors - EO (exit only device) LBR | 3 | 2 | 2 | 82
Hollow core wood, composite or light gauge hollow metal doors - Device with Trim LBR | 3 | 2 | Not Required | 56
F-24-V Device Series
3' Devices are priced with standard trim and strikes, 4' add $19, 2' add $123 list.
Cylinders are not included in the price.
FIRE EXIT HARDWARE
Surface Vertical Rod Devices
(Includes 3788 and 2130 Strikes)
Trim/Control | US19* US26D | US26 | 643E* US15*
* F-24-V-EO |  | 2040 | 2112 | 2262
* F-24-V-NL-OP (Supplied as NL less trim) | 2040 | 2112 | 2262
Delta Trim (handed and field reversible)
F-24-V-DT | 717DT | 2304 | 2376 | 2526
F-24-V-DT | 718DT | 2324 | 2396 | 2546
* F-24-V-NL | 718NL* | 2304 | 2376 | 2526
* F-24-V-C | 718C* | 2243 | 2315 | 2465
Knob Control (handed and field reversible)
F-24-V-K | 711K | 2355 | 2427 | 2577
F-24-V-K-BE | 711K-BE | 2355 | 2427 | 2577
F-24-V-K-NL | 711K-NL | 2355 | 2427 | 2577
Dane Lever Control (handed and field reversible)
* F-24-V-L | 712L* | 2428 | 2500 | 2650
* F-24-V-L-BE | 712L-BE* | 2428 | 2500 | 2650
* F-24-V-L-NL | 712L-NL* | 2428 | 2500 | 2650
* F-24-V-L-DT | 712L-DT* | 2428 | 2500 | 2650
* These devices and 712L, 712L-BE, 712L-NL, 712L-DT, 718C, 718NL trims are available in 643E, US15 and US19 finishes.
Extension Rods: For door heights over 7'0" up to 8'0", 12" extension rods are furnished at no additional charge at the time of device order.
For door heights over 8'0" up to 10'0" extension rods are furnished at prices shown in parts section with the device at the time of order.
MUST specify door height on order line.
Sex Bolts:
One 4122 Sex Bolt is supplied standard no charge for hinge side mounting. Sex Bolts are supplied for
center case and latch mounting when device is used with wood, composite or non-reinforced hollow metal doors.
Application |  | Latches | Device | Device
|  | Sex Bolt 2729 | Sex Bolt | Sex Bolt
|  | (Supplied) | 425 | 325
|  |  | (Supplied) | (Supplied)
Wood, composite or non-reinforced hollow metal doors - EO (exit only device) | 6 | 2 | 2
Wood, composite or non-reinforced hollow metal doors - Device with Trim | 6 | 2 | Not Required
Wood, composite or non-reinforced hollow metal doors - EO (exit only device) LBR | 3 | 2 | 2
Wood, composite or non-reinforced hollow metal doors - Device with Trim LBR | 3 | 2 | Not Required
24 Device Options
Cylinder Dogging
Not for use with Fire Exit Hardware
Prefix | List Add
CD | Cylinder Dogging available on all 24 series Panic Devices. | 64
LD | Less Dogging available on all 24 series Panic Devices. | N/C
Less Bottom Rod
Suffix | List Add
LBR |  | N/C
Less Bottom Rod available with UL Fire Label at no additional charge on F-24-V and F-24-C devices.
Fire rated LBR devices must be ordered in pairs of Vertical Rod Devices.
For Fire Rated Devices specify one device LBR and second device LBR-AFL.
Second device provided with a Fire Pin.
Electric Latch Retraction
Prefix | List Add
EL | Electric Latch Retraction - Available on all 24 series Panic and Fire Devices. | 789
Electrical Latch cannot be used in combination with CD, EA or KOR options.
MEL | Motorized Electric Latch Retraction - Available on all 24 series Panic and Fire Devices. | 725
Motorized Electric Latch Retraction cannot be used in combination with AX, HD, CD, EA, or KOR options.
REFERENCE NOTE:
PS914 is required for EL operation. See Power Supply section for more detail.
Device Monitoring
Prefix | List Add
RX | Touch Bar Request to Exit Switch available on all 24 series devices. | 207
RX device monitoring switch can be used in combination with a DM or LM switch
(except for 24-R panic and fire).
KOR | Key Override - Override device monitoring on a door by use of a keyed cylinder. | 58
KOR must be used in combination with a device monitoring switch.
Exit Alarm
Prefix | List Add
EA | Exit Alarm available on 24-R and 24-V Panic and Fire Devices. | 513
Price includes switch - “RX” is standard, “LM” is optional at no charge.
To order “Less Switch”, Deduct $201 list.
Allegion Connect
Suffix | List Add
CON | Cross-category solution using common interconnect components for electrified options. | N/C
Available with EL, MEL, EA, RX, EL-RX, MEL-RX options.
NOTE: For wire harness options refer to Power Supply and Electronic Component Section.
24 Series Trim
Cylinders are not included in price unless noted.
Athena Trim
Model No. | Device Type | Description | US15 | US26
US26D
715DT | R, V | Dummy Trim | 234 | 234
Control Trim
Model No. | Device Type | Description | US15 | US26
US26D
711K | R, V | Knob, Key Locks or Unlocks | 315 | 315
711K | C | Knob, Key Locks or Unlocks | 315 | 315
711K-BE | R, V | Knob, Blank Escutcheon | 315 | 315
711K-BE | C | Knob, Blank Escutcheon | 315 | 315
711K-NL | R, V | Knob, Night Latch | 315 | 315
711K-NL | C | Knob, Night Latch | 315 | 315
711 series trim are handed and field reversible. Trims are furnished RHR when handing is not specified.
Delta Controls
Model No. | Device Type | Description | US15 | US26
US26D
717DT | R, V | Dummy Trim | 264 | 264
717DT | C | Dummy Trim | 264 | 264
717 series trim are handed and field reversible. Trims are furnished RHR when handing is not specified.
Delta Controls
Model No. | Device Type | Description | US15 | 643E* US19*, US26 US26D
718DT | C | Dummy Trim | 284 | 284
718NL* | R, V | Night Latch | 264 | 264
718NL* | C | Night Latch | 264 | 264
718C* | R, V | Night Latch Less Pull | 203 | 203
718C* | C | Night Latch Less Pull | 203 | 203
718TL | C | Turn Lever | 577 | 577
718TL-BE | C | Turn Lever - Blank Escutcheon | 598 | 598
* Available in 643E and US19.
718 series trim are handed and field reversible. Trims are furnished RHR when handing is not specified.
Control Lever Trims
Model No. | Device Type | Description | US15 | 643E* US19*, US26 US26D
712L* | R, V | Dane Lever, Key Locks or Unlocks | 388 | 388
712L* | C | Dane Lever, Key Locks or Unlocks | 388 | 388
712L-BE* | R, V | Dane Lever, Blank Escutcheon | 388 | 388
712L-BE* | C | Dane Lever, Blank Escutcheon | 388 | 388
712L-NL* | R, V | Dane Lever, Night Latch | 388 | 388
712L-NL* | C | Dane Lever, Night Latch | 388 | 388
712L-DT* | R, V | Dane Lever, Dummy Trim | 388 | 388
712L-DT* | C | Dane Lever, Dummy Trim | 388 | 388
* Available in 643E and US19.
712 series trim are handed and field reversible. Trims are furnished RHR when handing is not specified.
The Dane Lever is furnished standard. Optional lever designs Sutro, Quantum and Avalon are available at no additional charge.
24 Series ordered in US32D will be supplied with trims in US15.
25 Device Series
3' Devices are priced with standard trim and strike, 4' add $19 list.
Cylinders are not included in the price.
EXIT HARDWARE
Rim Devices
(Price includes 299 Strike)
| Trim/Control | US19* US26D | US26 | 643E* US15*
* 25-R-EO |  | 1091 | 1135 | 1276
* 25-R-NL-OP (Supplied as NL less trim) | 1091 | 1135 | 1276
Lever - Dane (handed and field reversible)
* 25-R-L | 510L* | 1485 | 1536 | 1677
* 25-R-L-BE | 510L-BE* | 1485 | 1536 | 1677
* 25-R-L-NL | 510L-NL* | 1406 | 1503 | 1644
* 25-R-L-DT | 510L-DT* | 1406 | 1503 | 1644
VR Lever (handed and field reversible)
* 25-R-L | 511L* | 1541 | 1594 | 1735
Thumbpiece (non-handed)
25-R-TP | 512TP | 1421 | 1522 | 1663
25-R-TP-BE | 512TP-BE | 1421 | 1522 | 1663
* 25-R-NL | 512-NL* | 1355 | 1447 | 1588
Knob (non-handed)
25-R-K | 513K | 1386 | 1481 | 1622
25-R-K-BE | 513K-BE | 1386 | 1481 | 1622
25-R-K-NL | 513K-NL | 1386 | 1481 | 1622
25-R-K-DT | 513K-DT | 1386 | 1481 | 1622
DT Pull (717 handed and field reversible, 512 non-handed)
25-R-DT | 717DT | 1355 | 1399 | 1540
25-R-DT | 512DT | 1297 | 1447 | 1588
* These devices and 510L, 510L-BE, 510L-NL, 510L-DT, 511L, 512NL trims are available in 643E, US15, and US19 finishes.
Handing: 25-R Device is non-handed. Trims are furnished RHR when handing is not specified.
Sex Bolts:
Optional Sex Bolts are recommended for center case mounting when device is used with hollow core wood,
composite or light gauge hollow metal doors. See chart below for quantities and list prices.
Application |  | Sex Bolt 425 | List Add
(Optional)
Hollow core wood, composite, or light gauge hollow metal doors - EO (exit only device) | 8 | 104
Hollow core wood, composite, or light gauge hollow metal doors - Device x Trim | 4 | 52
Device Series F-25-R
3' Devices are priced with standard trim and strike, 4' add $19 list.
Cylinders are not included in the price.
FIRE EXIT HARDWARE
Rim Devices
(Price includes 299F Strike)
| Trim/Control | US19* US26D | US26 | 643E* US15*
* F-25-R-EO |  | 1301 | 1345 | 1486
* F-25-R-NL-OP (Supplied as NL less trim) | 1301 | 1345 | 1486
Lever - Dane (handed and field reversible)
* F-25-R-L | 510L* | 1695 | 1746 | 1887
* F-25-R-L-BE | 510L-BE* | 1695 | 1746 | 1887
* F-25-R-L-NL | 510L-NL* | 1616 | 1713 | 1854
* F-25-R-L-DT | 510L-DT* | 1616 | 1713 | 1854
VR Lever (handed and field reversible)
* F-25-R-L | 511L* | 1751 | 1804 | 1945
Thumbpiece (non-handed)
F-25-R-TP | 512TP | 1631 | 1732 | 1873
F-25-R-TP-BE | 512TP-BE | 1631 | 1732 | 1873
* F-25-R-NL | 512-NL* | 1565 | 1657 | 1798
Knob (non-handed)
F-25-R-K | 513K | 1596 | 1691 | 1832
F-25-R-K-BE | 513K-BE | 1596 | 1691 | 1832
F-25-R-K-NL | 513K-NL | 1596 | 1691 | 1832
F-25-R-K-DT | 513K-DT | 1596 | 1691 | 1832
DT Pull (717 handed and field reversible, 512 non-handed)
F-25-R-DT | 717DT | 1565 | 1609 | 1750
F-25-R-DT | 512DT | 1507 | 1657 | 1798
* These devices and 510L, 510L-BE, 510L-NL, 510L-DT, 511L, 512NL trims are available in 643E, US15, and US19 finishes.
Handing: F-25-R Device is non-handed. Trims are furnished RHR when handing is not specified.
Sex Bolts:
Sex Bolts are supplied for center case mounting when device is used with wood,
composite or non-reinforced hollow metal doors. See chart below for quantities.
Application |  | Sex Bolt 425
(Supplied)
Wood, composite or non-reinforced hollow metal doors - EO (exit only device) | 8
Wood, composite or non-reinforced hollow metal doors - Device x Trim | 4
25-V Device Series
3' Devices are priced with standard trim and strikes, 4' add $19 list and 2' add $123 list.
Cylinders are not included in the price.
EXIT HARDWARE
Surface Vertical Rod Devices
(Includes 3788 & 2130 Strikes )
| Trim/Control | US19* US26D | US26 | 643E* US15*
* 25-V-EO |  | 1589 | 1656 | 1783
* 25-V-NL-OP (Supplied as NL less trim) | 1589 | 1656 | 1783
Lever - Dane (handed and field reversible)
* 25-V-L | 510L* | 1983 | 2057 | 2184
* 25-V-L-BE | 510L-BE* | 1983 | 2057 | 2184
* 25-V-L-NL | 510L-NL* | 1904 | 2024 | 2151
* 25-V-L-DT | 510L-DT* | 1904 | 2024 | 2151
VR Lever (handed and field reversible)
* 25-V-L | 511L* | 2039 | 2115 | 2242
Thumbpiece (non-handed)
25-V-TP | 512TP | 1919 | 2043 | 2107
25-V-TP-BE | 512TP-BE | 1919 | 2043 | 2107
* 25-V-NL | 512-NL* | 1853 | 1968 | 2095
Knob (non-handed)
25-V-K | 513K | 1884 | 2002 | 2129
25-V-K-BE | 513K-BE | 1884 | 2002 | 2129
25-V-K-NL | 513K-NL | 1884 | 2002 | 2129
25-V-K-DT | 513K-DT | 1884 | 2002 | 2129
DT Pull (717 handed and field reversible, 512 non-handed)
25-V-DT | 717DT | 1853 | 1920 | 2047
25-V-DT | 512DT | 1795 | 1968 | 2095
* These devices and 510L, 510L-BE, 510L-NL, 510L-DT, 511L, 512NL trims are available in 643E, US15, and US19 finishes.
Handing: The 25-V Device is handed and field reversible. Trims are furnished RHR when handing is not specified.
Extension Rods: For door heights over 7'0" up to 8'0", 12" extension rods are furnished at no additional charge at the time of device order.
For door heights over 8'0" up to 10'0" extension rods are furnished at prices shown in parts section with the device at the time of order.
MUST specify door height on order line.
Sex Bolts:
Optional Sex Bolts are recommended for center case and latch mounting when device is used with hollow core wood,
composite or light gauge hollow metal doors. See chart below for quantities and list prices.
Application |  | Latches | Device | List Add
|  | Sex Bolt 2729 | Sex Bolt 425
|  | (Optional) | (Optional)
Hollow core wood, composite or light gauge hollow metal doors - EO (exit only device) | 6 | 6 | 138
Hollow core wood, composite or light gauge hollow metal doors - Device x Trim | 6 | 2 | 86
Hollow core wood, composite or light gauge hollow metal doors - EO (exit only device) LBR | 3 | 6 | 108
Hollow core wood, composite or light gauge hollow metal doors - Device x Trim LBR | 3 | 2 | 56
F-25-V Device Series
3' Devices are priced with standard trim and strikes, 4' add $19 list and 2' add $123 list.
Cylinders are not included in the price.
FIRE EXIT HARDWARE
Surface Vertical Rod Devices
(Includes 3788 & 2130 Strikes )
| Trim/Control | US19* US26D | US26 | 643E* US15*
* F-25-V-EO |  | 1783 | 1850 | 1977
* F-25-V-NL-OP (Supplied as NL less trim) | 1783 | 1850 | 1977
Lever - Dane (handed and field reversible)
* F-25-V-L | 510L* | 2177 | 2251 | 2378
* F-25-V-L-BE | 510L-BE* | 2177 | 2251 | 2378
* F-25-V-L-NL | 510L-NL* | 2098 | 2218 | 2345
* F-25-V-L-DT | 510L-DT* | 2098 | 2218 | 2345
VR Lever (handed and field reversible)
* F-25-V-L | 511L* | 2233 | 2309 | 2436
Thumbpiece (non-handed)
F-25-V-TP | 512TP | 2113 | 2237 | 2364
F-25-V-TP-BE | 512TP-BE | 2113 | 2237 | 2364
* F-25-V-NL | 512-NL* | 2047 | 2162 | 2289
Knob (non-handed)
F-25-V-K | 513K | 2078 | 2196 | 2323
F-25-V-K-BE | 513K-BE | 2078 | 2196 | 2323
F-25-V-K-NL | 513K-NL | 2078 | 2196 | 2323
F-25-V-K-DT | 513K-DT | 2078 | 2196 | 2323
DT Pull (717 handed and field reversible, 512 non-handed)
F-25-V-DT | 717DT | 2047 | 2114 | 2241
F-25-V-DT | 512DT | 1989 | 2162 | 2289
* These devices and 510L, 510L-BE, 510L-NL, 510L-DT, 511L, 512NL trims are available in 643E, US15, and US19 finishes.
Handing: The F-25-V Device is handed and field reversible. Trims are furnished RHR when handing is not specified.
Extension Rods: For door heights over 7'0" up to 8'0", 12" extension rods are furnished at no additional charge at the time of device order.
For door heights over 8'0" up to 10'0" extension rods are furnished at prices shown in parts section with the device at the time of order.
MUST specify door height on order line.
Sex Bolts:
Sex Bolts are supplied for center case mounting and latch mounting when device is used with wood,
composite or non-reinforced hollow metal doors. See chart below for quantities.
Application |  | Latches | Device
|  | Sex Bolt 2729 | Sex Bolt 425
|  | (Supplied) | (Supplied)
Wood, composite or non-reinforced hollow metal doors - EO (exit only device) | 6 | 6
Wood, composite or non-reinforced hollow metal doors - Device x Trim | 6 | 2
Wood, composite or non-reinforced hollow metal doors - EO (exit only device) LBR | 3 | 6
Wood, composite or non-reinforced hollow metal doors - Device x Trim LBR | 3 | 2
25 Device Options
Cylinder Dogging Not for use with Fire Exit Hardware
Prefix | List Add
CD | Cylinder Dogging available on all 25 series Panic Devices. | 64
LD | Less Dogging available on all 25 series Panic Devices. | N/C
Less Bottom Rod
Suffix | List Add
LBR |  | N/C
Less Bottom Rod available with UL Fire Label at no additional charge on F-25-V and F-25-C devices. Fire rated LBR devices must be ordered in pairs of Vertical Rod Devices. For Fire Rated Devices specify one device LBR and second device
LBR-AFL. Second device provided with a Fire Pin.
Accessible Device
Suffix | List Add
AX | Accessible device compliant with the California Building Code (Section 11B-309.4) requirement for 5 lb. maximum operational force. Available on 3' and 4' AX-25-R, AX-F-25-R, AX-25-V, AX-F-25-V, AX-25-V-LBR, AX-F-25-V-LBR/LBR-AFL, AX-25-C, | 25
AX-F-25-C, AX-25-C-LBR, AX-F-25-C-LBR/LBR-AFL. Trim functions available EO, DT, NL, L, L-BE, L-NL, L-DT, NL-OP, and C. Other device and trim options compatible with AX25 devices: EL, RX, DM, LM, CON, EA, FSA/FSE, CD, LD.
Hurricane Device Meets all FBC Hurricane Listings. Consult factory for specific Applications.
Prefix | List Add
HH | Hurricane option available on 25-R*, F-25-R, 25-V, F-25-V. Prefix device “HH”. | 16
Note: HH25-V-EO and HH-F-25-V-EO, will be supplied with twelve sexbolts. Add $126.00 LIST
Other device functions will be supplied with eight sexbolts. Add $78.00 LIST.
*HH-25-R requires 299F strike; Strike 299F will be provided/charged in place of 299 Strike.
Standard Devices 25-C, F-25-C, 25-M, F-25-M meet all FBC Hurricane listing requirements. | N/C
Consult factory for specific applications. Prefix "HH" is not required on these devices.
Electric Latch Retraction
Prefix | List Add
EL | Electric Latch Retraction - Available on all 25 series Panic and Fire Devices. Electric Latch cannot be used in combination with CD, EA or KOR options. | 789
MEL | Motorized Electric Latch Retraction - Available on all 25 series Panic and Fire Devices except for 25-M and F-25-M. Motorized Electric Latch Retraction cannot be used in combination with AX, HD, CD, EA, or KOR options | 725
REFERENCE NOTE: PS914 is required for EL operation. See Power Supply section for more detail.
Device Monitoring
Prefix | List Add
RX | Touch Bar Request to Exit Switch available on all 25 series devices. RX dogging monitoring switch can be used in combination with a DM or LM switch. | 207
DM | Latch Bolt Monitor Switch (provide signal when latch bolt is fully extended) available on all 25 series devices. | 216
DM device monitoring switch can be used in combination with a RX switch, but is not available in combination with a LM switch.
LM | Latch Bolt Monitoring Switch (provide signal when latch bolt is fully retracted) available on all 25 series devices. | 207
LM device monitoring switch can be used in combination with a RX switch, but is not available in combination with a DM switch.
KOR | Key Override - Override device monitoring on a door by use of a keyed cylinder. KOR must be used in combination with a device monitoring switch. | 58
Allegion Connect
Suffix | List Add
CON | Cross-category solution using common interconnect components for electrified options.Available with EL, MEL, EA, RX, EL-RX, MEL-RX options. | N/C
NOTE: For wire harness options refer to Power Supply and Electronic Component Section.
Exit Alarm
Prefix | List Add
EA | Exit Alarm available on 25-R and 25-V Panic and Fire Devices. Price includes switch - "RX" is standard, "LM" is optional at no charge. To order "Less Switch", Deduct $207 list. For vertical rod tampering monitoring on Surface Vertical Devices, specify device with DM (Latch Bolt Monitor Switch). Add $216 list. 9 volt battery included. | 513
Electric Lock or Unlock of Trims
Prefix | List Add
FSA | Electric Lock/Unlock Trim, Fail Safe (unlocks when power is interrupted). | 303
FSE | Electric Lock/Unlock Trim, Fail Secure (locks when power is interrupted). | 303
REFERENCE NOTES:
FSA/FSE available on all 25 series devices. Available with TP, K, or L functions only. Can be used in combination with EL, EA, or any device monitoring switch. Power supply PS902 is the recommended power supply for use with FSA/FSE trim. If paired with an EL device, PS914 is required. See the power supply section for more information.
25 Series Trims
Cylinders are not included in price.
Lever Trim
Model No. | Lever | Device Type | Description | US19* US26D | 643E* US15* US26 US32
Style
510L | Dane | R,V,M,C | Lever, Key Locks or Unlocks | 394 | 401
510L-NL | Dane | R,V,M,C | Lever, Night Latch | 315 | 368
510L-DT | Dane | R,V,M,C | Lever, Dummy Trim | 315 | 368
510L-BE | Dane | R,V,M,C | Lever, Blank Escutcheon | 394 | 401
* 643E, US15, US19 are available on the lever trim type listed above except Sutro.
510 series trim are handed and field reversible. Trims are furnished RHR when handing is not specified.
The Dane Lever is furnished standard. Optional lever designs Broadway, Boardwalk, Danish, Latitude, Longitude, Sutro, Quantum and Avalon are available at no additional charge.
Electric Lock or Unlock option is available on 510L function only.
Suffix FSA for Fail Safe operation, or FSE for Fail Secure operation, add $294 List.
Knurling on Dane lever, add $63 List. Contact factory for lead times.
Vandal Resistant Trim
Model No. | Lever | Device Type | Description | US32D US19* US26D | US3 643E*
| Style |  |  |  | US15* US26 US32
511L* | Dane | R,V,M,C | Lever, Key Locks or Unlocks | 450 | 459
* 643E, US15, US19 are available on the lever trim type listed above except Sutro.
511 series trim are handed and field reversible. Trims are furnished RHR when handing is not specified.
The Dane Lever is furnished standard. Optional lever designs Broadway, Boardwalk, Danish, Latitude, Longitude, Sutro, Quantum and Avalon are available at no additional charge.
Electric Lock or Unlock option is available on 511L.
Suffix FSA for Fail Safe operation, or FSE for Fail Secure operation, add $294 List.
Night Latch and Thumbpiece Trim
Model No. |  | Device Type | Description | US32D US19* US26D | US3 643E* US15* US26 US32
512NL* |  | R,V,M,C | Night Latch | 264 | 312
512TP |  | R,V,M,C | Thumbpiece, Key Locks or Unlocks | 330 | 387
512TP-BE |  | R,V,M,C | Thumbpiece, Blank Escutcheon | 330 | 387
* Available in 643E, US15, US19 on all Falcon Exit levers except for Sutro.
Electric Lock or Unlock option is available on 512TP function only.
Suffix FSA for Fail Safe operation, or FSE for Fail Secure operation, add $294 List.
Knob Trim
Model No. |  | Device Type | Description | US32D US26D | US3 US26 US32
513K |  | R,V,M,C | Knob, Key Locks or Unlocks | 295 | 346
513K-NL |  | R,V,M,C | Knob, Night Latch | 295 | 346
513K-DT |  | R,V,M,C | Knob, Dummy Trim | 295 | 346
513K-BE |  | R,V,M,C | Knob, Blank Escutcheon | 295 | 346
Electric Lock or Unlock option is available on 513K function only.
Suffix FSA for Fail Safe operation, or FSE for Fail Secure operation, add $294 List.
Pull Trim
Model No. |  | Device Type | Description | US32D US26D | US3 US26 US32
512DT |  | R,V,M,C | Dummy Trim | 206 | 312
Delta Trim
Model No. |  | Device Type | Description | SP313 | US19* US15 US26D US3 643E* US26 US32
717DT |  | R,V,M,C | Dummy Trim | 226 | 264
718C* |  | C | Night Latch Less Pull | 184 | 203
* Available in 643E and US19.
717 and 718 series trim are handed and field reversible. Trims are furnished RHR when handing is not specified.
19-R Device Series
3´ Devices are priced with standard trim and strikes, 4´ add $19 list.
Cylinders are not included in price unless noted.
EXIT HARDWARE | SP28 | US32D
SP313
Rim Devices (Includes F570 Strike)
Trim/Control
19-R-EO |  | 287 | 504
Trident Trim (must specify handing)
19-R-DT | 920DT | 325 | 542
19-R-NL | 920NL | 354 | 571
Centron Trim (non-handed)
19-R-EO | 930EO | 321 | 538
19-R-DT | 930DT | 325 | 542
19-R-NL | 930NL | 340 | 557
19-R-C | 930C | 334 | 551
19-R-DT | 917DT | 317 | 534
Control Trim (non-handed)
19-R-DT | 918DT | 398 | 707
19-R-NL | 918NL | 398 | 707
Knob Control (handed and field reversible)
19-R-K | 911K | 398 | 707
19-R-K-BE | 911K-BE | 398 | 707
19-R-K-NL | 911K-NL | 398 | 707
Dane Lever Control (handed and field reversible)
19-R-L | 912L | 441 | 741
19-R-L-BE | 912L-BE | 441 | 741
19-R-L-NL | 912L-NL | 441 | 741
19-R-L-DT | 912L-DT | 441 | 741
Key in Lever (handed and field reversible)
19-R-KIL | 914-KIL-KD W/CYL | 472 | 689
19-R-KIL-NL | 914-KIL-NL-KD W/CYL | 472 | 689
19-R-KIL-BE | 914-KIL-BE | 472 | 689
19-R-KIL-IC | 914-KIL-IC W/CYL | 515 | 732
REFERENCE NOTE:
930 series trim is available in SP313 and US32D finish only.19 series devices order in SP28 paired with 930 trim are supplied with US32D finish trim.
F-19-R Device Series
3' Devices are priced with standard trim and strike, 4' add $19 list.
Cylinders are not included in the price unless noted.
FIRE EXIT HARDWARE | SP28 | US32D
Rim Devices (Includes F570 Strike) | SP313
Trim/Control
F-19-R-EO |  | 358 | 588
Trident Trim (must specify handing)
F-19-R-DT | 920DT | 396 | 626
F-19-R-NL | 920NL | 425 | 655
Centron Trim (non-handed)
F-19-R-EO | 930EO | 392 | 622
F-19-R-DT | 930DT | 396 | 626
F-19-R-NL | 930NL | 411 | 641
F-19-R-C | 930C | 405 | 635
F-19-R-DT | 917DT | 388 | 618
Control Trim (non-handed)
F-19-R-DT | 918DT | 469 | 791
F-19-R-NL | 918NL | 469 | 791
Knob Control (handed and field reversible)
F-19-R-K | 911K | 469 | 791
F-19-R-K-BE | 911K-BE | 469 | 791
F-19-R-K-NL | 911K-NL | 469 | 791
Dane Lever Control (handed and field reversible)
F-19-R-L | 912L | 512 | 825
F-19-R-L-BE | 912L-BE | 512 | 825
F-19-R-L-NL | 912L-NL | 512 | 825
F-19-R-L-DT | 912L-DT | 512 | 825
Key in Lever (handed and field reversible)
F-19-R-KIL | 914-KIL-KD W/CYL | 543 | 773
F-19-R-KIL-NL | 914-KIL-NL-KD W/CYL | 543 | 773
F-19-R-KIL-BE | 914-KIL-BE | 543 | 773
F-19-R-KIL-IC | 914-KIL-IC W/CYL | 586 | 816
REFERENCE NOTE:
930 series trim is available in SP313 and US32D finish only.19 series devices order in SP28 paired with 930 trim are supplied with US32D finish trim.
Sex Bolts:
Three 4122 Sex Bolts are supplied standard, one for hinge side mounting and two for center case mounting.
Two 2729 Sex bolts are supplied for additional center case mounting when device is used with wood,
composite or non-reinforced hollow metal doors.
Application |  | Sex Bolt 2729 (Supplied)
Wood, composite or non-reinforced hollow metal doors | 2
19-V Device Series
3' Devices are priced with standard trim and strikes, 4' add $19 list.
Cylinders are not included in the price unless noted.
EXIT HARDWARE | SP28 | US32D
Surface Vertical Rod Devices | SP313
(Includes 3788 and 2130 Strikes )
Trim/Control
19-V-EO |  | 448 | 845
Trident Trim (must specify handing)
19-V-DT | 920DT | 486 | 883
19-V-NL | 920NL | 515 | 912
Centron Trim (non-handed)
19-V-EO | 930EO | 482 | 879
19-V-DT | 930DT | 486 | 883
19-V-NL | 930NL | 501 | 898
19-V-C | 930C | 495 | 892
19-V-DT | 917DT | 478 | 875
Control Trim (non-handed)
19-V-DT | 918DT | 559 | 1048
19-V-NL | 918NL | 559 | 1048
Knob Control (handed and field reversible)
19-V-K | 911K | 559 | 1048
19-V-K-BE | 911K-BE | 559 | 1048
19-V-K-NL | 911K-NL | 559 | 1048
Dane Lever Control (handed and field reversible)
19-V-L | 912L | 602 | 1082
19-V-L-BE | 912L-BE | 602 | 1082
19-V-L-NL | 912L-NL | 602 | 1082
19-V-L-DT | 912L-DT | 602 | 1082
Key in Lever (handed and field reversible)
19-V-KIL | 914-KIL-KD W/CYL | 633 | 1030
19-V-KIL-NL | 914-KIL-NL-KD W/CYL | 633 | 1030
19-V-KIL-BE | 914-KIL-BE | 633 | 1030
19-V-KIL-IC | 914-KIL-IC W/CYL | 676 | 1073
REFERENCE NOTES:
Handing: 19-V devices are handed and field reversible. Devices and Trims are furnished RHR when handing is not specified.
Extension Rods: For door heights over 7'0" up to 8'0", 12" extension rods are furnished at no additional charge at the time of device order.
For door heights over 8'0" up to 10'0" extension rods are furnished at prices shown in parts section with the device at the time of order.
MUST specify door height on order line.
930 series trim is available in SP313 and US32D finish only.19 series devices order in SP28 paired with 930 trim are supplied with US32D finish trim.
Sex Bolts:
Three 4122 Sex Bolts are supplied standard no charge, one for hinge side mounting and two for center case mounting.
Six 2729 Sex Bolts are recommended for latch mounting when device is used with hollow core, composite or light gauge hollow
metal doors. See chart below for quantities and list prices.
Application |  | Sex Bolt 2729 | List Add
(Optional)
Hollow core, composite or light gauge hollow metal doors | 6 | 60
F-19-V Device Series
3' Devices are priced with standard trim and strikes, 4' add $19 list.
Cylinders are not included in the price unless noted.
FIRE EXIT HARDWARE
Surface Vertical Rod Devices
(Includes 3788 and 2130 Strikes
| Trim/Control | SP28 | US32D
SP313
F-19-V-EO |  | 562 | 950
Trident Trim (must specify handing)
F-19-V-DT | 920DT | 600 | 988
F-19-V-NL | 920NL | 629 | 1017
Centron Trim (non-handed)
F-19-V-EO | 930EO | 596 | 984
F-19-V-DT | 930DT | 600 | 988
F-19-V-NL | 930NL | 615 | 1003
F-19-V-C | 930C | 609 | 997
F-19-V-DT | 917DT | 592 | 980
Control Trim (non-handed)
F-19-V-DT | 918DT | 673 | 1153
F-19-V-NL | 918NL | 673 | 1153
Knob Control (handed and field reversible)
F-19-V-K | 911K | 673 | 1153
F-19-V-K-BE | 911K-BE | 673 | 1153
F-19-V-K-NL | 911K-NL | 673 | 1153
Dane Lever Control (handed and field reversible)
F-19-V-L | 912L | 716 | 1187
F-19-V-L-BE | 912L-BE | 716 | 1187
F-19-V-L-NL | 912L-NL | 716 | 1187
F-19-V-L-DT | 912L-DT | 716 | 1187
Key in Lever (handed and field reversible)
F-19-V-KIL | 914-KIL-KD W/CYL | 747 | 1135
F-19-V-KIL-NL | 914-KIL-NL-KD W/CYL | 747 | 1135
F-19-V-KIL-BE | 914-KIL-BE | 747 | 1135
F-19-V-KIL-IC | 914-KIL-IC W/CYL | 790 | 1178
REFERENCE NOTES:
Handing: F-19-V devices are handed and field reversible. Devices and Trims are furnished RHR when handing is not specified.
Extension Rods: For door heights over 7'0" up to 8'0", 12" extension rods are furnished at no additional charge at the time of device order.
For door heights over 8'0" up to 10'0" extension rods are furnished at prices shown in parts section with the device at the time of order.
MUST specify door height on order line.
930 series trim is available in SP313 and US32D finish only.19 series devices order in SP28 paired with 930 trim are supplied with US32D finish trim.
Sex Bolts:
Three 4122 Sex Bolts are supplied standard no charge, one for hinge side mounting and two for center case mounting.
Six 2729 are supplied for additional latch case mounting when device is used with wood, composite or non-reinforced hollow metal doors.
Application |  | Sex Bolt 2729
(Supplied)
Wood, composite or non-reinforced hollow metal doors | 6
19 Device Options
Cylinder Dogging
Not for use with Fire Exit Hardware
Prefix |  | List Add
CD | Cylinder Dogging available on all 19 series Panic Devices. | 64
LD | Less Dogging available on all 19 series Panic Devices | N/C
Less Bottom Rod
Suffix |  | List Add
LBR | Less Bottom Rod available with UL Fire Label at no additional charge on F-19-V devices. | N/C
Fire rated LBR devices must be ordered in pairs of Vertical Rod Devices.
For Fire Rated Devices specify one device LBR and second device LBR-AFL. Second device provided with a Fire Pin.
* The 19-Series Exit Alarm option has been eliminated. Consult Customer Care for availability and warranty claims.
Accessible Device
Suffix | List Add
AX | Accessible device compliant with the California Building Code (Section 11B-309.4) requirement for 5 lb. maximum operational force. Available on 3' and 4' AX-19-R, AX-F-19-R, AX-19-V, AX-F-19-V, AX-19-V-LBR, AX-F-19-V-LBR/LBR-AFL. Trim functions available EO, DT, NL, L, L-BE, L-NL, L-DT, C, KIL, KIL-BE, KIL-NL, | 25
and KIL-IC.
19 Series Trims
Cylinders are not included in price unless noted.
Trident Trim
Model No. | Lever Style | Description | SP28, SP313 | US32D
920DT | - | Dummy Trim | 38 | -
920NL | - | Night Latch | 67 | -
920 series trim are handed and not field reversible, specify RHR or LHR.
Centron Trim
Model No. | Lever Style | Description | SP28 | US32D, SP313
917DT | - | Dummy Trim | 30 | 30
930EO | - | Exit Only | - | 34
930DT | - | Dummy Trim | - | 38
930NL | - | Night Latch | - | 53
930C | - | Night Latch Less Pull | - | 47
930 series trim are available in SP313 and US32D finish only.
Control Trim
Model No. | Lever Style | Description | SP28, SP313 | US15
918DT | - | Dummy Trim | 111 | 203
918NL | - | Night Latch | 111 | 203
911K | - | Knob, Key Locks or Unlocks | 111 | 203
911K-BE | - | Knob, Blank Escutcheon | 111 | 203
911K-NL | - | Knob, Night Latch | 111 | 203
911 series trim are handed and field reversible. Trims are furnished RHR when handing is not specified.
Lever Trim
Model No. | Lever Style | Description | SP28, SP313 | US15
912L | Dane | Lever, Key Locks or Unlocks | 154 | 237
912L-BE | Dane | Lever, Blank Escutcheon | 154 | 237
912L-NL | Dane | Lever, Night Latch | 154 | 237
912L-DT | Dane | Lever, Dummy Trim | 154 | 237
Optional lever designs Quantum and Sutro are available at no additional charge.
912 series trim are handed and field reversible. Trims are furnished RHR when handing is not specified.
Key In Lever Trims
Model No. | Lever Style | Description | US32D, SP313
914KIL-KD | Dane | Key in Lever, with Keyed Different Cylinder | 185
914KIL-BE | Dane | Key in Lever, Blank Escutcheon | 185
914KIL-NL-KD | Dane | Key in Lever, Night Latch with Cylinder | 185
914KIL-IC | Dane | Key in Lever with IC Core Cylinder | 228
914 series trim are handed and field reversible. Trims are furnished RHR when handing is not specified.
914 KIL-KD, KIL-NL-KD come standard with a C keyway and 914 KIL-IC come standard with a A keyway.
Consult factory if other keyways are desired to order separately.
1690 Concealed Vertical Rod Pushpad Exit Devices
Devices are priced for 30", 36" x 7',
Aluminum or Hollow Metal Doors.
Hex Bottom Latch furnished standard.
(Price includes PB48 Strike)
Model No. | US26 | US26D | Standard Trim
1690EO | 631 | 609 | –
1691DT | 1020 | 998 | 9970 Pull
1692NL-OP/HB-OP | 723 | 698 | 169CA w/Rim Cylinder
1694NL-P/HB-P | 1112 | 1087 | 9970 Pull 169CA
w/Rim Cylinder
REFERENCE NOTES:
Devices are supplied 36" x 7' standard, if not specified.
Rim cylinder supplied standard with NL and HB options is C keyway.
Extra Length | List Add
42" | 19
48" | 27
Optional Latches
Suffix |  | List Add
RL | Rod Bottom Latch | 29
PL | Pullman Bottom Latch | 29
ES | Top Latch for use with Electric Strikes | 33
Device Furnished LBR (Less Bottom Rod and Less Strike) deduct $26 List
Less Rods | For retrofit of 1990 crossbar device, deduct $47 List
Door Heights over 7' | List Add
Up to 8' | 66
Up to 9' | 84
Up to 10' | 97
Device Options | List Add
RX Switch |  | 215
Base Exit Device unit modified Request to Exit Switch monitoring pushpad.
Prefix device “RX”.
Electric Latch Retraction |  | 579
Base Exit Device unit modified with Electric Latch Retraction.
Prefix device “EL”.
The EL option is not field replaceable on this model.
(One PS914 x 900-2RS is the minimum requirement to power one or two EL devices.
See Power Supply Section for requirements and options.)
Electric Dogging | Base Exit Device unit modified with Electric Dogging | 579
Prefix device “ED”.
HH | Hurricane device. Available up to 8' device only. Prefix device “HH”. | 115
HH is for a Hurricane device for all door manufactures other than YKK.
HHYKK | Hurricane device. Available up to 8' device only. Prefix device “HHYKK”. | 115
HHYKK is for a Hurricane device for door manufacture YKK.
REFERENCE NOTES:
For EL1690 Door widths other than the standard size (30", 36", 42" or 48"), please specify exact door width. For non-standard widths, the price of the next widest standard size will apply.
HH (Hurricane) 1690 devices are hurricane rated by specific door manufacturers. Consult your device manufacturer to assure the HH1690 is hurricane rated with their door solution.
1790 Series Rim Type Pushpad Exit Devices
Devices are priced for 30" and 36",
Aluminum or Hollow Metal Doors.
(Price includes TD35 Strike)
Model No. | US26 | US26D | Standard Trim
1790EO | 585 | 564 | –
1791DT | 974 | 953 | 9970 Pull
1792NL-OP/HB-OP | 677 | 656 | 179CA w/Rim Cylinder
1794NL-P/HB-P | 1066 | 1045 | 9970 Pull 179CA
w/Rim Cylinder
REFERENCE NOTES:
Devices are supplied 36" x 7' standard, if not specified.
Rim cylinder supplied standard with NL and HB options is C keyway.
Extra Length | List Add
42" | 19
48" | 27
Device Options | List Add
RX Switch |  | 215
Base Exit Device unit modified Request to Exit Switch monitoring pushpad.
Prefix device “RX”.
Electric Latch Retraction |  | 579
Base Exit Device unit modified with Electric Latch Retraction.
Prefix device “EL”.
The EL option is not field replaceable on this model.
(One PS914 x 900-2RS is the minimum requirement to power one or two EL devices.
See Power Supply Section for requirements and options.)
Electric Dogging | Base Exit Device unit modified with Electric Dogging | 579
Prefix device “ED”.
REFERENCE NOTES:
For EL1790 Door widths other than the standard size (30", 36", 42" or 48"), please specify exact door width.
For non-standard widths, the price of the next widest standard size will apply.
Lever Control
|  | P28 | US15
P13
P35
179L | Lever Control | 337 | 376
179L-BE | Lever Control, Blank Escutcheon | 337 | 376
179L-NL | Lever Control, Night Latch | 337 | 376
REFERENCE NOTES:
Lever Controls are Handed. Specify handing RHR or LHR.
179L Trims are field retrofittable with all 1790 Series Devices.
For initial installation requiring lever trim, the 1790EO is the suggested device to order with the 179L trims.
179L and L-NL require a 1 1/8" mortise cylinder with straight cam, sold separately.
1990 Concealed Vertical Rod Crossbar Exit Devices
Devices are priced for 3'8" x 7',
Aluminum or Hollow Metal Doors.
Hex Bottom Latch furnished standard.
(Price includes PB48 Strike)
Model No. | US26D | Standard Trim
1990EO | 1269 | –
1991DT | 1658 | 9970 Pull
1992NL-OP/HB-OP | 1361 | Rim Cylinder only
1993NL/HB | 1750 | 9970 w/Rim Cylinder
REFERENCE NOTES:
Rim cylinder supplied standard with NL and HB options is C keyway.
Optional Latches
Suffix |  | List Add
RL | Rod Bottom Latch | 29
PL | Pullman Bottom Latch | 29
ES | Top Latch for use with Electric Strikes | 33
Device Furnished LBR (Less Bottom Rod and Less Strike) deduct $25.00 List
Door Heights over 7'
List Add
Up to 8' |  | 66
Up to 9' |  | 84
Up to 10' |  | 97
Crossbar
Crossbar furnished 41" standard - Easily Cut for Job Fitting | List Add
Extra Length Crossbar - 48" (Fits Door Width up to 51") - P28, P13, P35 finishes | 21
Extra Length Crossbar - 48" (Fits Door Width up to 51") - Architectural finishes | 30
Less Crossbar, deduct $119 List
REFERENCE NOTES:
Specify if Door Material other than Aluminum. Not recommended for use on wood doors.
2090 Rim Type Crossbar Exit Devices
Devices are priced for 3'8",
Aluminum or Hollow Metal Doors.
(Price includes SD36 Strike)
Model No. | US26D | Standard Trim
2090EO | 1177 | –
2091DT | 1566 | 9970 Pull
2092NL-OP/HB-OP | 1269 | Rim Cylinder only
2093NL/HB | 1657 | 9970 w/Rim Cylinder
REFERENCE NOTES:
Rim cylinder supplied standard with NL and HB options is C keyway.
Crossbar
Crossbar furnished 41" standard - Easily Cut for Job Fitting | List Add
Extra Length Crossbar - 48" (Fits Door Width up to 51") - P28, P13, P35 finishes | 21
Extra Length Crossbar - 48" (Fits Door Width up to 51") - Architectural finishes | 30
Less Crossbar, deduct $119 List
REFERENCE NOTES:
Specify if Door Material other than Aluminum. Specify Handing RHR or LHR. Not Reversible.

## closers
LCN Surface Door Closers
1250 Series Surface Door Closers
Series | Arms | Finish | Handing | Cylinder Assembly | Cover | Price Ea.
1250 | Rw/PA | AL | - | Std | None | 215
1250 | Rw/PA | AL | - | Std | Slim | 230
1250 | Hw/PA | AL | - | Std | None | 245
1250 | Hw/PA | AL | - | Std | Slim | 260
1250 | Rw/PA | DKBRZ | - | Std | None | 215
1250 | Rw/PA | DKBRZ | - | Std | Slim | 230
1250 | Hw/PA | DKBRZ | - | Std | None | 245
1250 | Hw/PA | DKBRZ | - | Std | Slim | 260
1260 Series Surface Door Closers
Series | Arms | Finish | Handing | Cylinder Assembly | Cover | Price Ea.
1261 | Rw/PA | AL | - | Std | None | 295
1261 | Hw/PA | AL | - | Std | None | 325
1261 | Rw/PA | DKBRZ | - | Std | None | 295
1261 | Hw/PA | DKBRZ | - | Std | None | 325
1450 Series Surface Door Closers
Series | Arms | Finish | Handing | Cylinder Assembly | Cover | Price Ea.
1450 | Rw/PA | AL | - | Std | Slim | 285
1450 | Rw/PA | AL | - | Std | Full | 295
1450 | Hw/PA | AL | - | Std | Slim | 315
1450 | Hw/PA | AL | - | Std | Full | 325
1450 | Rw/PA | DKBRZ |  | Std | Slim | 285
1450 | Rw/PA | DKBRZ |  | Std | Full | 295
1450 | Hw/PA | DKBRZ |  | Std | Slim | 315
1450 | Hw/PA | DKBRZ |  | Std | Full | 325
1460 Series Surface Door Closers
Series | Arms | Finish | Handing | Cylinder Assembly | Cover | Price Ea.
1461 | Rw/PA | AL | - | Std | Slim | 370
1461 | Rw/PA | AL | - | Std | Full | 380
1461 | Hw/PA | AL | - | Std | Slim | 400
1461 | Hw/PA | AL | - | Std | Full | 410
1461 | Rw/PA | DKBRZ | - | Std | Slim | 370
1461 | Rw/PA | DKBRZ | - | Std | Full | 380
1461 | Hw/PA | DKBRZ | - | Std | Slim | 400
1461 | Hw/PA | DKBRZ | - | Std | Full | 410
4040XP Series Surface Door Closers
Series | Arms | Finish | Handing | Cylinder Assembly | Cover | Price Ea.
4040XP | Rw/PA | AL | - | Std | Full | $525.00
4040XP | Hw/PA | AL | - | Std | Full | 590
4040XP | EDA | AL | - | Std | Full | 565
4040XP | Cush | AL | - | Std | Full | 595
4040XP | SCUSH | AL | - | Std | Full | 670
4040XP | Rw/PA | DKBRZ | - | Std | Full | 525.00
4040XP | Hw/PA | DKBRZ | - | Std | Full | 590
4040XP | EDA | DKBRZ | - | Std | Full | 565
4040XP | Cush | DKBRZ | - | Std | Full | 595
4040XP | SCUSH | DKBRZ | - | Std | Full | 670
4050A Series Surface Door Closers
Series | Arms | Finish | Handing | Cylinder Assembly | Cover | Price Ea.
4050A | Rw/PA | AL | - | Std | Full | 445
4050A | Hw/PA | AL | - | Std | Full | 510
4050A | EDA | AL | - | Std | Full | 485
4050A | Cush | AL | - | Std | Full | 515
4050A | SCUSH | AL | - | Std | Full | 590
4050A | Rw/PA | DKBRZ | - | Std | Full | 445
4050A | Hw/PA | DKBRZ | - | Std | Full | 510
4050A | EDA | DKBRZ | - | Std | Full | 485
4050A | Cush | DKBRZ | - | Std | Full | 515
4050A | SCUSH | DKBRZ | - | Std | Full | 590
Parts and Components
Series | Number | Product Description | Finish | List Price
1250 | 18 | Drop Plate | ALUM | $60.00
1250 | 18PA | Drop Plate - PA | ALUM | 60
1250 | 18 | Drop Plate | DKBRZ | 60
1250 | 18PA | Drop Plate - PA | DKBRZ | 60
1260 | 18 | Drop Plate | ALUM | 60
1260 | 18PA | Drop Plate - PA | ALUM | 60
1260 | 18 | Drop Plate | DKBRZ | 60
1260 | 18PA | Drop Plate - PA | DKBRZ | 60
1450 | 18 | Drop Plate | ALUM | 60
1450 | 18PA | Drop Plate - PA | ALUM | 60
1450 | 18FC | Drop Plate (for Full Cover) | ALUM | 60
1450 | 18PAFC | Drop Plate - PA (for Full Cover) | ALUM | 60
1450 | 18 | Drop Plate | DKBRZ | 60
1450 | 18PA | Drop Plate - PA | DKBRZ | 60
1450 | 18FC | Drop Plate (for Full Cover) | DKBRZ | 60
1450 | 18PAFC | Drop Plate - PA (for Full Cover) | DKBRZ | 60
1460 | 18 | Drop Plate | ALUM | 60
1460 | 18PA | Drop Plate - PA | ALUM | 60
1460 | 18FC | Drop Plate (for Full Cover) | ALUM | 60
1460 | 18PAFC | Drop Plate - PA (for Full Cover) | ALUM | 60
1460 | 18 | Drop Plate | DKBRZ | 60
1460 | 18PA | Drop Plate - PA | DKBRZ | 60
1460 | 18FC | Drop Plate (for Full Cover) | DKBRZ | 60
1460 | 18PAFC | Drop Plate - PA (for Full Cover) | DKBRZ | 60
4050A | 18 | Drop Plate | ALUM | 60
4050A | 18PA | Drop Plate PA | ALUM | 60
4050A | 18 | Drop Plate | DKBRZ | 60
4050A | 18PA | Drop Plate PA | DKBRZ | 60
Notes: AL = Aluminum finish (689); DKBRZ = Dark bronze finish (695)
Automatic Operators
4600 Series Auto Equalizer
Series | Mounting | Arms | Finish | Handing | Cylinder Assembly | Cover | List Price
4630 |  | Track | AL | - | Std | Metal | $5,830.00
4630 |  | Track | DKBRZ | - | Std | Metal | 5830
4642 |  | Reg | AL | - | Std | Metal | 5755
4642 |  | Reg | DKBRZ | - | Std | Metal | 5755
9100 Series Benchmark
Series | Mounting | Arms | Finish | Handing | Cylinder Assembly | Cover | List Price
9130 |  | Track | AL | - | Std | Metal | $3,905.00
9130 |  | Track | DKBRZ | - | Std | Metal | 3905
9140 |  | Std | AL | - | Std | Metal | 3830
9140 |  | Std | DKBRZ | - | Std | Metal | 3830
9500 Series Senior Swing
Series | Mounting | Arms | Finish | Handing | Cylinder Assembly | Cover | List Price
9530 |  | Track | AL | RH | Std | Metal | $4,925.00
9530 |  | Track | AL | LH | Std | Metal | 4925
9530 |  | Track | DKBRZ | RH | Std | Metal | 4925
9530 |  | Track | DKBRZ | LH | Std | Metal | 4925
9540 |  | Std | AL | RH | Std | Metal | 4840
9540 |  | Std | AL | LH | Std | Metal | 4840
9540 |  | Std | DKBRZ | RH | Std | Metal | 4840
9540 |  | Std | DKBRZ | LH | Std | Metal | 4840
FALCON Closers
SC60A Series | Light-Medium Duty
Model | Arm Type | Shipping Weight | AL (689)
DKB (695)
MTBK (622)1
SC61A | RwPA | 7 | 166
SC61A | HwPA | 7 | 189
SC61A | HDPA1 | 7 | 189
SC61A | DS | 9 | 209
SC61A | DSHO1 | 9 | 232
SC61A | SS1 | 9 | 276
SC61A | SSHO1 | 9 | 294
REFERENCE NOTES:
1) SC61A HD, DS/HO, SS, and SS/HO are not available in matte black.
2) SC61A ships standard as LESS cover.
3) SC61A is fully adjustable 1-5
Closer Options
Suffix | Description | List Adder
SLIM | SLIM Cover | 15
Closer Parts and Accessories
Model | Description | Shipping Weight | List
SC61A-3071 | Standard Cylinder | 9 | 103
SC60A-72 | Slim Cover | 1 | 15
SC60A-3077/PA | Regular Arm w/ PA Bracket | 3 | 64
SC60A-3049/PA | Hold Open Arm w/ PA Bracket | 3 | 87
SC60A-3077HD | Heavy Duty Parallel Arm1 | 3 | 87
SC60A-3077DS | Dead Stop Parallel Arm | 5 | 106
SC60A-3049DS | Hold Open Dead Stop Parallel Arm1 | 5 | 129
SC60A-3077SS | Spring N Stop Arm1 | 5 | 173
SC60A-3049SS | Hold Open Spring N Stop Arm1 | 5 | 192
SC60A-18 | Mounting Plate - Top Jamb | 2 | 33
SC60A-18PA | Mounting Plate - Push Side | 2 | 33
SC60A-30 | Cush Shoe Support | 1 | 21
SC60A-61 | Blade Stop Spacer | 1 | 24
SSC60A-62A | Offset Auxiliary Shoe | 1 | 28
REFERENCE NOTES:
1) SC61A, HD, DS/HO, SS, and SS/HO arms are not available in matte black.
2) Matte Black and Dark Bronze Closers share the same screw finish.
SC70A Series | Heavy Duty
Model | Arm Type | Shipping Weight | AL (689)
DKB (695)
MTBK (622)1
SC71A | RwPA | 10 | 306
SC71A | HwPA | 10 | 327
SC71A | HDPA | 11 | 327
SC71A | FA1 | 11 | 343
SC71A | FAHO1 | 11 | 365
SC71A | DS | 11 | 345
SC71A | DSHO1 | 12 | 367
SC71A | SS1 | 12 | 408
SC71A | SSHO1 | 12 | 425
REFERENCE NOTES:
1) SC71 FA, FA/HO, DS/HO, SS, and SS/HO are not available in matte black.
2) SC71 ships standard with a FULL Cover.
3) SC71 is fully adjustable 1-6
Closer Parts and Accessories
Model | Description | Shipping Weight | List
SC71A-3071 | Standard Cylinder | 12 | 230
SC71A-3071DEL | Delay Cylinder1 | 12 | 262
SC70A-72 | FULL Cover | 1 | 16
SC70A-3077/PA | Regular Arm w/ PA Bracket | 3 | 60
SC70A-3049/PA | Hold Open Arm w/ PA Bracket | 3 | 81
SC70A-3077HD | Heavy Duty Parallel Arm | 3 | 81
SC70A-3077FA | Forged Parallel Arm1 | 3 | 97
SC70A-3049FA | Hold Open Forged Parallel Arm1 | 3 | 121
SC70A-3077DS | Dead Stop Parallel Arm | 5 | 99
SC70A-3049DS | Hold Open Dead Stop Parallel Arm1 | 5 | 121
SC70A-3077SS | Spring N Stop Arm1 | 5 | 162
SC70A-3049SS | Hold Open Spring N Stop Arm1 | 5 | 179
SC70A-18 | Narrow Frame Back Plate | 3 | 52
SC70A-18PA | Narrow Top Rail Drop Plate | 4 | 52
SC70A-30 | Cush Shoe Support | 1 | 20
SC70A-61 | Blade Stop Spacer | 1 | 22
SC70A-62A | Offset Auxiliary Shoe | 1 | 26
REFERENCE NOTE:
1) SC71A FA, FA/HO, DS/HO, SS, and SS/HO arms are not available in matte black.
2) Matte Black and Dark Bronze Closers share the same screw finish.
SC80A Series | Medium Duty
Model | Arm Type | Shipping Weight | AL (689)
DKB (695)
MTBK (622)1
SC81A | RwPA | 8 | 195
SC81A | HwPA | 8 | 216
SC81A | HDPA1 | 10 | 216
SC81A | DS | 10 | 234
SC81A | DSHO1 | 10 | 255
SC81A | SS1 | 10 | 297
SC81A | SSHO1 | 10 | 314
REFERENCE NOTES:
1)
SC81A ships standard with a SLIM Cover.
2) SC81A is fully adjustable 1-6
Closer Options
Suffix | Description | List Adder
FC | FULL Cover | 5
Closer Parts and Accessories
Model | Description | Shipping Weight | List
SC81A-3071 | Standard Cylinder | 10 | 125
SC80A-72 | Slim Cover | 1 | 11
SC81A-72FC | FULL Cover | 1 | 16
SC81A-3077/PA | Regular Arm w/ PA Bracket | 3 | 60
SC81A-3049/PA | Hold Open Arm w/ PA Bracket | 3 | 81
SC81A-3077HD | Heavy Duty Parallel Arm1 | 3 | 81
SC81A-3077DS | Dead Stop Parallel Arm | 5 | 99
SC81A-3049DS | Hold Open Dead Stop Parallel Arm1 | 5 | 121
SC81A-3077SS | Spring N Stop Arm1 | 5 | 162
SC81A-3049SS | Hold Open Spring N Stop Arm1 | 5 | 179
SC81A-18 | Mounting Plate - Top Jamb | 2 | 31
SC81A-18FC | Mounting Plate - Top Jamb for FULL Cover | 2 | 31
SC81A-18PA | Mounting Plate - PA | 2 | 31
SC81A-18PAFC | Mounting Plate - PA for FULL Cover | 2 | 31
SC81A-30 | Cush Shoe Support | 1 | 20
SC81A-61 | Blade Stop Spacer | 1 | 22
SC81A-62A | Offset Auxiliary Shoe | 1 | 26
REFERENCE NOTE:
1) SC80A delay action, HD, DS/HO, SS, and SS/HO arms are not available in matte black.
2) Matte Black and Dark Bronze Closers share the same screw finish.
SC90A Series |  | Light- Residential Duty
Model | Arm Type | Size | Shipping Weight | AL (689)
DKB (695)
SC91A | RwPA | 1 | 5 | 114
SC91A | HwPA | 1 | 5 | 135
SC93A | RwPA | 3 | 5 | 114
SC93A | HwPA | 3 | 5 | 135
SC94A | RwPA | 4 | 5 | 114
SC94A | HwPA | 4 | 5 | 135
REFERENCE NOTES:
1) SC90 series ship standard as LESS Cover.
2) *Brass will not be available with SC91A/SC93A/SC94A.
Closer Options
Suffix | Description | List Adder
STD | Standard Cover (Only fits 93 and 94 models) | 16
Closer Parts and Accessories
Model | Description | Shipping Weight | List
SC90A-18 | Mounting Plate - Top Jamb | 2 | 31
SC90A-18PA | Mounting Plate - Push Side | 2 | 31

## Architectural Hardware
Architectural Hinges
Number | Description | Finish | Price Each
3CB1 4.5x4.5 | 3 Knuckle Plain Bearing | US26D (652) | 13.7
3CB1 4.5x4.5 | 3 Knuckle Concealed Bearing | US32D (630) | 64.9
3CB1 4.5x4.5 NRP | 3 Knuckle Concealed Bearing NRP | US26D (652) | 18.2
3CB1 4.5x4.5 NRP | 3 Knuckle Concealed Bearing NRP | US32D (630) | 69.4
3CB1 HW 4.5x4.5 | 3 Knuckle Concealed Bearing Heavy Wt. | US26D (652) | 47
3CB1 HW 4.5x4.5 NRP | 3 Knuckle Concealed Bearing Heavy Wt. NRP | US26D (652) | 51.5
3CB1 HW 4.5x4.5 NRP | 3 Knuckle Concealed Bearing Heavy Wt. NRP | US32D (630) | 104
3CB1 HW 5x4.5 | 3 Knuckle Concealed Bearing Heavy Wt. | US26D (652) | 54
3SP1 4.5x4.5 | 3 Knuckle Spring | US26D (652) | 25.6
5PB1 4.5x4.5 | 5 Knuckle Plain Bearing | US26D (652) | 8.9
5PB1 4.5x4.5 NRP | 5 Knuckle Plain Bearing NRP | US26D (652) | 13.4
5BB1 4.5x4 | 5 Knuckle Ball Bearing | US26D (652) | 16.9
5BB1 4.5x4 NRP | 5 Knuckle Ball Bearing NRP | US26D (652) | 26.15
5BB1 4.5x4.5 | 5 Knuckle Ball Bearing | US26D (652) | 12.6
5BB1 4.5x4.5 | 5 Knuckle Ball Bearing | US32D (630) | 46.1
5BB1 4.5x4.5 | 5 Knuckle Ball Bearing | USP (600) | 11.2
5BB1 4.5x4.5 | 5 Knuckle Ball Bearing | US10B (613) | 47.1
5BB1 4.5x4.5 | 5 Knuckle Ball Bearing | US15 (619) | 47.1
5BB1 4.5x4.5 | 5 Knuckle Ball Bearing | US3 (632) | 19.6
5BB1 4.5x4.5 | 5 Knuckle Ball Bearing | US4 (633) | 12.6
5BB1 4.5x4.5 | 5 Knuckle Ball Bearing | US10 (639) | 15.7
5BB1 4.5x4.5 | 5 Knuckle Ball Bearing | US10B (640) | 19.6
5BB1 4.5x4.5 | 5 Knuckle Ball Bearing | US15 (646) | 23.8
5BB1 4.5x4.5 | 5 Knuckle Ball Bearing | US26 (651) | 19.6
5BB1 4.5x4.5 NRP | 5 Knuckle Ball Bearing NRP | US26D (652) | 17.1
5BB1 4.5x4.5 NRP | 5 Knuckle Ball Bearing NRP | US32D (630) | 50.6
5BB1 4.5x4.5 NRP | 5 Knuckle Ball Bearing NRP | USP (600) | 15.7
5BB1 4.5x4.5 NRP | 5 Knuckle Ball Bearing NRP | US10B (613) | 56.35
5BB1 4.5x4.5 NRP | 5 Knuckle Ball Bearing NRP | US15 (619) | 56.35
5BB1 4.5x4.5 NRP | 5 Knuckle Ball Bearing NRP | US10B (640) | 24.1
5BB1 4.5x4.5 NRP | 5 Knuckle Ball Bearing NRP | US15 (646) | 28.3
5BB1 5x4.5 | 5 Knuckle Ball Bearing | US26D (652) | 26.5
5BB1 5x4.5 NRP | 5 Knuckle Ball Bearing NRP | US26D (652) | 35.75
5BB1 5x4.5 NRP | 5 Knuckle Ball Bearing NRP | US32D (630) | 67.95
5BB1 HW 4.5x4.5 | 5 Knuckle Ball Bearing Heavy Wt. | US26D (652) | 36.5
5BB1 HW 4.5x4.5 | 5 Knuckle Ball Bearing Heavy Wt. | US32D (630) | 75.5
5BB1 HW 4.5x4.5 NRP | 5 Knuckle Ball Bearing Heavy Wt. NRP | US26D (652) | 41
5BB1 HW 4.5x4.5 NRP | 5 Knuckle Ball Bearing Heavy Wt. NRP | US32D (630) | 80
5BB1 HW 4.5x4.5 NRP | 5 Knuckle Ball Bearing Heavy Wt. NRP | US10B (613) | 87.65
5BB1 HW 4.5x4.5 NRP | 5 Knuckle Ball Bearing Heavy Wt. NRP | US15 (619) | 81.85
5BB1 HW 5x4.5 | 5 Knuckle Ball Bearing Heavy Wt. | US26D (652) | 42
5BB1 HW 5x4.5 | 5 Knuckle Ball Bearing Heavy Wt. | US32D (630) | 88.2
5BB1 HW 5x4.5 NRP | 5 Knuckle Ball Bearing Heavy Wt. NRP | US26D (652) | 51.25
5BB1 HW 5x4.5 NRP | 5 Knuckle Ball Bearing Heavy Wt. NRP | US32D (630) | 97.45
5BB1 SC 4.5 | 5 Knuckle Ball Bearing Swing Clear | US26D (652) | 65.8
5BB1 HW BSC 4.5 | 5 Knuckle Ball Bearing Heavy Wt. Beveled Swing Clear Heavy Wt. | US26D (652) | 79.7
5BB1 HW BSC 5 | 5 Knuckle Ball Bearing Heavy Wt. Beveled Swing Clear Heavy Wt. | US26D (652) | 79.7
Continuous Hinges
Number | Description | Finish | Price Each
112HD 83" | Continuous Geared, Heavy Duty 83" Length | US28 | 191.9
224HD 83" | Continuous Geared with Edge Protector, Heavy Duty, 83" | US28 | 204.8
700 83" | Continuous Pin & Barrel, 83" | US32D | 573.4
700 95" | Continuous Pin & Barrel, 95" | US32D | 663.8
705 83" | Continuous Pin & Barrel, Full Wrap, 83" | US32D | 748.2
Pivot Set
Number | Description | Handing | Finish | Price Each
7215 SET RH | 3/4" Offset Pivot Set, 500 lb | RH | US26D | 427.5
7215 SET LH | 3/4" Offset Pivot Set, 500 lb | LH | US26D | 427.5
7226 SET | 3/4" Offset Pivot Set, 600 lb | - | US26D | 408.8
7230F SET | 3/4" Offset Pivot Set, 1000 lb, Fire Rated | - | US32D | 763.3
7253 SET | Center Hung Pivot Set, 300 lb | - | US26D | 338.4
7255 SET | Center Hung Pivot Set, 500 lb | - | US26D | 373.1
Note: Set includes top-and-bottom pivots.
Intermediate Pivots
Number | Description | Handing | Finish | Price Each
7215-7226-7227 INT RH | 3/4" Offset Intermediate Pivot for 7215, 7226 and 7227 | RH | US26D | 231.1
7215-7226-7227 INT LH | 3/4" Offset Intermediate Pivot for 7215, 7226 and 7227 | LH | US26D | 231.1
7230F-7237F INT RH | 3/4" Offset Intermediate Pivot for 7230F and 7237F, Fire Rated | RH | US32D | 427.5
7230F-7237F INT LH | 3/4" Offset Intermediate Pivot for 7230F and 7237F, Fire Rated | LH | US32D | 427.5
Pocket Pivot
Number | Description | Finish | Price Each
91105F | Pocket Pivot, Fire Rated | US32D | 457.5
Note: Pocket pivots are sold individually.
Floor Stops, Dome Stops and Kick Downs
Number | Description | Finish | Price Each
FS13 | Dome Stop | US26D | 8.5
FS436 | Dome Stop | US26D | 6
FS436 | Dome Stop | US3 | 7.2
FS436 | Dome Stop | US10B | 8.3
FS436 | Dome Stop | US15 | 8.3
FS436 | Dome Stop | US26 | 7.5
FS436 | Dome Stop | US28 | 5.5
FS438 | Dome Stop for use with Thresholds | US26D | 6.7
FS438 | Dome Stop for use with Thresholds | US10B | 9.7
FS438 | Dome Stop for use with Thresholds | US15 | 9.7
FS438 | Dome Stop for use with Thresholds | US26 | 9.1
FS438 | Dome Stop for use with Thresholds | US28 | 6.6
R435-1/2 | 1/2" Riser for FS436 Dome Stop | US27 | 6.8
FS18L | Security Floor Stop, 3 1/2" Bumper | - | 17.7
FS18S | Security Floor Stop, 1 1/2" Bumper | - | 12.5
FS434 | Floor Stop, Angle | US2C | 9.7
FS441 | Floor Stop | US26D | 24.2
FS441 | Floor Stop | US10B | 26.6
FS441 | Floor Stop | US15 | 26.6
FS444 | Floor Stop, Heavy-Duty, Masonry | US26D | 28.4
FS444 | Floor Stop, Heavy-Duty, Masonry | US10B | 34.8
FS444 | Floor Stop, Heavy-Duty, Masonry | US15 | 37.8
FS448 | Floor Stop, Heavy-Duty, Drywall/Wood | US26D | 33.1
FS448 | Floor Stop, Heavy-Duty, Drywall/Wood | US10B | 32
FS40 | Floor Stop w/ Automatic Holder, 1/2" Door to Floor Clearance | US26D | 66.6
FS446 | Floor Stop w/ Manual Holder, Heavy-Duty, Masonry | US26D | 41.6
FS446 | Floor Stop w/ Manual Holder, Heavy-Duty, Masonry | US10B | 52
FS446 | Floor Stop w/ Manual Holder, Heavy-Duty, Masonry | US15 | 54.1
FS450 | Floor Stop w/ Manual Holder, Heavy-Duty, Drywall/Wood | US26D | 45.2
FS452-4" | Kick Down Holder, 4" | US26D | 30.8
FS452-4" | Kick Down Holder, 4" | US15 | 43.8
FS452-5" | Kick Down Holder, 5" | US26D | 38.2
FS452-5" | Kick Down Holder, 5" | US10B | 44.3
FS452-5" | Kick Down Holder, 5" | US15 | 49.9
FS455-4" | Kick Down Holder, 4" | US26D | 41.7
FS455-4" | Kick Down Holder, 4" | US3 | 34.8
FS455-4" | Kick Down Holder, 4" | US10B | 41.7
FS455-4" | Kick Down Holder, 4" | US27 | 8.6
FS455-4" | Kick Down Holder, 4" | US3AL | 8.6
FS544-4" | Kick Down Holder, 4" | SP28 | 12.8
FS544-4" | Kick Down Holder, 4" | SP4 | 12.8
FS555-5" | Kick Down Holder, 5" | SP28 | 13.7
FS544/555 | Kick Down Holder - Rubber w/ Screw (Use P/N FSPART.1074 when ordering) | 3.3
FS1153 | Plunger-Type Door Holder — 1 5/8" Throw | US28 | 52
FS1154 | Plunger-Type Door Holder — 1 1/4" Throw | US10 | 93.6
Wall Stops
Number | Description | Screw Pkg. | Finish | Price Each
060F26D | Residential, Flexible Door Stop, 3" |  | F26D | $1.30
060F10B | Residential, Flexible Door Stop, 3" |  | F10B | 1.3
060F14 | Residential, Flexible Door Stop, 3" |  | F14 | 1.3
060F15 | Residential, Flexible Door Stop, 3" |  | F15 | 1.3
63F619E | Residential, Flexible Door Stop, 3" |  | 63F619E | 1.2
63F643E/716E | Residential, Flexible Door Stop, 3" |  | F643E/716E | 1.2
60A92 | Residential, Solid Door Stop, 3 3/4" |  | A92 | 3.7
61A92 | Residential, Solid Door Stop, 3 1/8" |  | A92 | 3.7
61A10B | Residential, Solid Door Stop, 3 1/8" |  | A10B | 3.7
61A14 | Residential, Solid Door Stop, 3 1/8" |  | A14 | 3.7
61A15 | Residential, Solid Door Stop, 3 1/8" |  | A15 | 3.7
61A-W | Residential, Solid Door Stop, 3 1/8" |  | A-W | 4.1
61B15 | Residential, Solid Door Stop, 3 1/8" |  | B15 | 17.8
60-5/062/70/430 | Replacement Rubber Tips for 60, 61, 70 Stops (100/PKG) |  |  | 90.6
69F14 | Hinge Pin Door Stop (70-100 Degree Adjustment) |  | F14 | 4.8
69F15 | Hinge Pin Door Stop (70-100 Degree Adjustment) |  | F15 | 4.8
70A92 | Hinge Pin Door Stop (85-125 Degree Adjustment) |  | A92 | 2.5
70A-643E/716 | Hinge Pin Door Stop (85-125 Degree Adjustment) |  | A-643E/716 | 2.9
70A10B | Hinge Pin Door Stop (85-125 Degree Adjustment) |  | A10B | 2.9
70A15 | Hinge Pin Door Stop (85-125 Degree Adjustment) |  | A15 | 2.9
70B10B | Hinge Pin Door Stop (85-125 Degree Adjustment) |  | B10B | 15.8
70B15 | Hinge Pin Door Stop (85-125 Degree Adjustment) |  | B15 | 15.8
WS401/402CCV | Wall Bumper, Cast, Concave | Drywall & Wood | US26D | 20.8
WS401/402CVX | Wall Bumper, Cast, Convex | Drywall & Wood | US26D | 20.8
WS404CVX | Wall Bumper, Compact, Convex | Drywall & Wood | US26D | 7.5
WS406/407-CCV | Wall Bumper, Concave | Drywall & Wood | US32D | 3.5
WS406/407-CCV | Wall Bumper, Concave | Drywall & Wood | US3 | 4.3
WS406/407-CCV | Wall Bumper, Concave | Drywall & Wood | US10 | 4.9
WS406/407-CCV | Wall Bumper, Concave | Drywall & Wood | US10B | 4.9
WS406/407-CVX | Wall Bumper, Convex | Drywall & Wood | US32D | 3.5
WS406/407-CVX | Wall Bumper, Convex | Drywall & Wood | US10B | 4.9
WS406/407-CVX | Wall Bumper, Convex | Drywall & Wood | US15 | 4.9
411R-W | Wall Bumper, Adhesive Back |  | R-W | 3.2
WS33 | Wall Stop | Drywall & Wood | US26D | 56.6
WS447 | Wall Stop, Heavy-Duty | Drywall & Wood | US26D | 42.2
WS445 | Wall Stop w/ Manual Holder, Heavy-Duty | Masonry | US26D | 73.6
WS40 | Wall Stop w/ Automatic Holder | Universal | US26D | 112.2
WS45 | Wall Stop w/ Automatic Holder | Universal | US26D | 156.2
FS495 | Wall Stop w/ Automatic Holder |  | US26D | 90.8
CS115-20 | Crash Stop | --- | US26D | 52.5
Kick Plates
Number | Size | Finish | Price Each
8400 | 8" x 34" B-CS | US32D | $38.07
8400 | 10" x 34" B-CS | US32D | $47.60
8400 | 10" x 35" B-CS | US32D | $50.40
Push Plates
Number | Size | Finish | Price Each
8200 | Push Plate 3.5x15 | US32D | 14
8200 | Push Plate 3.5x15 | US10B | 30
8200 | Push Plate 3.5x15 | US15 | 30
8200 | Push Plate 3.5x15 | US28 | 11.4
8200 | Push Plate 4x16 | US32D | 16.3
8200 | Push Plate 4x16 | US10B | 33.9
8200 | Push Plate 4x16 | US15 | 33.9
8200 | Push Plate 4x16 | US26D | 32.6
8200 | Push Plate 4x16 | US28 | 10.8
8200 | Push Plate 6x16 | US32D | 22.3
8200 | Push Plate 8x16 | US32D | 31.1
Pull Plates
Number | Size | Center to Center | Finish | Price Each
8302-6 | 8102 6" Pull and Plate 4x16 1 3/4" | 6" | US32D | 50.6
8302-8 | 8102 8" Pull and Plate 3.5x15 1 3/4" | 8" | US32D | 52.8
8302-8 | 8102 8" Pull and Plate 4x16 1 3/4" | 8" | US32D | 54.9
8302-0 | 8102 10" Pull and Plate 3.5x15 1 3/4" | 10" | US32D | 59.1
8302-0 | 8102 10" Pull and Plate 4x16 1 3/4" | 10" | US32D | 61.2
8303-8 | 8103 8" Pull and Plate 4x16 1 3/4" | 8" | US32D | 81.9
8303-0 | 8103 10" Pull and Plate 4x16 1 3/4" | 10" | US32D | 89.6
Pulls
Number | Size | Finish | Price Each
221B26D | Flush Pull, Large Circle | B26D | 4.8
221B10B | Flush Pull, Large Circle | B10B | 4.8
221B15 | Flush Pull, Large Circle | B15 | 4.6
222B26D | Flush Pull, Rectangular | B26D | 26.8
223B26D | Flush Pull, Oval | B26D | 8.1
227B26D | Flush Pull, Deep Well | B26D | 12.4
230B26D | Sliding Door Edge Pull | B26D | 17.4
990B-613 | Sliding Door Pull | B-613 | 14.6
990B-619 | Sliding Door Pull | B-619 | 14.6
991B-613 | Sliding Door Pull - Locking | B-613 | 20.3
991B-619 | Sliding Door Pull - Locking | B-619 | 20.3
991B-716 | Sliding Door Pull - Locking | B-716 | 20.3
8103HD-0 | Straight 10" Pull, Heavy Duty, 1" Diameter | US32D | 67
8103EZHD-0 | Straight 10" Pull, ADA Compliant, Heavy Duty, 1" Diameter | 32D-316 | 92.6
Offset Door Pulls
Number | Size | Center to Center | Finish | Price Each
8190HD-0 | 90 Degree Offset 10" Pull, Heavy Duty, 1 3/4" | 10" | US32D | 90.5
8190HD-0 | 90 Degree Offset 10" Pull, Heavy Duty, 1 3/4" | 10" | US10B | 138.6
8190HD-0 | 90 Degree Offset 10" Pull, Heavy Duty, 1 3/4" | 10" | US15 | 144.3
8190HD-2 | 90 Degree Offset 12" Pull, Heavy Duty, 1 3/4" | 12" | US32D | 97.6
8190HD-0 | 90 Degree Offset 10" Pull, Heavy Duty, 1 3/4" (Dec. Thru-Bolt) | 10" | US32D | 120.5
8190HD-2 | 90 Degree Offset 12" Pull, Heavy Duty, 1 3/4" (Dec. Thru-Bolt) | 12" | US32D | 127.6
9190HD-33-0 | 33" Pushbar/90 Degree Offset 10" Pull, Heavy Duty, 1 3/4" | 33", 10" | US32D | 280.4
Vandal Resistant Trim
Number | Description | Finish | Price Each
VR910NL | Vandal Resistant Trim 98/99 Rim or Vertical Rod, Horizontal Keyway | US32D | 301.5
VR910-DT | Vandal Resistant Trim 98/99 Rim or Vertical Rod, Blank Trim | US32D | 301.5
Flush Bolts
Number | Description | Door Type | Finish | Price Each
FB358 | Manual Flush Bolt, Single Door | Wood | US26D | 40.3
FB358 | Manual Flush Bolt, Single Door | Wood | US10B | 40.3
FB358 | Manual Flush Bolt, Single Door | Wood | US15 | 40.3
FB457 | Manual Flush Bolt, Single Door | Metal | US26D | 29.9
FB458 | Manual Flush Bolt, Single Door | Metal | US26D | 23.5
FB458 | Manual Flush Bolt, Single Door | Metal | US3 | 25.3
FB458 | Manual Flush Bolt, Single Door | Metal | US15 | 25.3
FB31P | Automatic Flush Bolt, Pair | Metal | US32D | 207.5
FB41P | Automatic Flush Bolt, Pair | Wood | US32D | 217
FB51P | Constant Latching Flush Bolt, Pair | Metal | US32D | 207.5
FB61P | Constant Latching Flush Bolt, Pair | Wood | US32D | 219
262B26D | Manual Flush Bolt |  | B26D | 36.1
262B3 | Manual Flush Bolt |  | B3 | 31.4
262B10B | Manual Flush Bolt |  | B10B | 36.1
262B | Manual Flush Bolt |  | B15 | 36.1
FB256/7/8/457/8/0458-18" | Manual Flush Bolt Rod - 18" (Use P/N 09-161 when ordering) | 6.6
FB256/7/8/457/8/0458-24" | Manual Flush Bolt Rod - 24" (Use P/N 09-162 when ordering) | 6.6
FB256/7/8/457/8/0458-36" | Manual Flush Bolt Rod - 36" (Use P/N 09-172 when ordering) | 6.6
Dust-Proof Strikes
Number | Description | Finish | Price Each
DP1 | Dust-Proof Strike — Threshold Only | US26D | 29.3
DP2 | Dust-Proof Strike — Floor and/or Threshold | US26D | 36.9
DP2 | Dust-Proof Strike — Floor and/or Threshold | US10B | 36.9
Coordinators and Accessories
Number | Description | Finish | Price Each
COR52w/FL 20 | Coordinator Bar, 52" Overall Length w/ 20" Filler Bar | US28 | 181
COR52 | Coordinator Bar, 52" Overall Length | US28 | 165.4
FL20 | Filler Bar, 20" Overall Length | US28 | 15.6
MB1 | Mounting Bracket — Stops over 2 1/2" | SP28 | 31.9
MB1 | Mounting Bracket — Stops over 2 1/2" | USP | 22.4
MB2 | Mounting Bracket — Stops up to 2 1/2" | SP 28 | 36.1
MB2 | Mounting Bracket — Stops up to 2 1/2" | USP | 26.3
CB1 | Carry Bar | USP | 36.8
Lock Guards
Number | Description | Finish | Price Each
LG1 | Lock Guard with Security Pin | US32D | 46.7
LG1 | Lock Guard with Security Pin | US2G | 20.2
LG10 | Lock Guard | US32D | 43.5
LG12 | Lock Guard | US32D | 40.4
LG13 | Lock Guard | US32D | 38.8
LG14 | Lock Guard | US32D | 63.8
Surface Bolts
Number | Description | Finish | Price Each
40-4 B26D | 4" Decorative Surface Bolt, Light Duty | B26D | 18.7
054B26D | Dutch Door Bolt | B26D | 49.2
SB360-12" | 12" Surface Bolt, Heavy Duty, Universal Strike | US2C | 119.2
SB453-8"-TB | 8" Surface Bolt, Top and Bottom Strikes | US2C | 43.4
SB1630B | 8" Surface Bolt, Bottom Strike | US2G | 44.8
SB1630T | 8" Surface Bolt, Top Strike | US2G | 49.8
SB1630TB | 8" Surface Bolt, Top and Bottom Strikes | US2G | 59
Roller Latches, Invisible Latches, and Ball-Type or Cabinet Catch
Number | Description | Finish | Price Each
RL30 | Roller Latch, High traffic | US26D | 72.9
RL32 | Roller Latch, Light-Duty, Mortise | US26D | 98.4
RL36 | Roller Latch, Light-Duty, Mortise | US32D | 55.5
RL38 | Roller Latch, Light-Duty, Surface Mounted | US32D | 52.4
RL1152 | Roller Latch with Angle Stop | US26D | 145.1
CL11 | Invisible Latch, 7/16" x 1 1/4" x 1 7/8" | US26D | 37.5
CL12 | Invisible Latch, 9/16" x 1 1/4" x 2 1/4" | US26D | 45.6
CL14 | Invisible Latch Auxiliary Pusher | US26D | 39.7
CL21A | Ball Catch, Four-Way, Full Size Doors | US26D | 36.9
CL22 | Ball Catch, Three-Way, Smaller Doors | US26D | 24.9
325A92 | Magnetic Catch, Light Duty, Single Magnet | A92 | 3.3
326A92 | Magnetic Catch, Heavy Duty, Two Magnet | A92 | 9.2
327A92 | Magnetic Catch, Heavy Duty, Four Magnet | A92 | 15.7
335B10B | Roller Catch, Adjustable | B10B | 18.7
336B15 | Roller Catch Adjustable | B15 | 18.7
347B26D | Ball Catch, Square Corners | B26D | 15.5
347B10B | Ball Catch, Square Corners | B10B | 15.5
347B15 | Ball Catch, Square Corners | B15 | 14.8
347B26 | Ball Catch, Square Corners | B26 | 15.5
349B26D | Ball Catch, Round Corners | B26D | 16.2
349B3 | Ball Catch, Round Corners | B3 | 13.7
349B15 | Ball Catch, Round Corners | B26 | 16.8
2A92 | Cabinet Catch, Elbow | A92 | 4.3
2A3 | Cabinet Catch, Elbow | A3 | 4.3
42B10B | Pocket Door Bolt | B10B | 17.3
42B15 | Pocket Door Bolt | B15 | 16.6
42B26 | Pocket Door Bolt | B26 | 17.3
Door Silencers
Number | Description |  | Finish | Price Each
SR64 | Door Silencers for Metal Frames, Bag of 100 | Metal | Gray | 35.4
SR65 | Door Silencer for Wood Frames, Bag of 100 | Wood | Gray | 35.4
Hooks
Number | Description | Finish | Price Each
405 | Coat & Hat Hook | A92 | 2.7
571 | Coat & Hat Hook | A92 | 1.3
571 | Coat & Hat Hook | A3 | 1.3
571 | Coat & Hat Hook | B10B | 10.3
571 | Coat & Hat Hook | B15 | 10.9
572 | Coat & Hat Hook | B26D | 14.3
580 | Ceiling Hook | A92 | 3
581 | Wardrobe Hook | A92 | 1.7
582 | Double Wardrobe Hook | A92 | 1.9
582 | Double Wardrobe Hook | B26D | 9.3
Viewer
Number | Description | Finish | Price Each
U696B26D | One Way Viewer, UL Listed | B26D | 17.1
698 | One Way Viewer, Wide Angle | B26D | 20.1
U698B26D | One Way Viewer, Wide Angle, UL Listed | B26D | 24.1
U698B3 | One Way Viewer, Wide Angle, UL Listed | B3 | 24.1
700B26D | One Way Viewer, Narrow Angle | B26D | 8.6
U700B26D | One Way Viewer, Narrow Angle, UL Listed | B26D | 11.7
Door Guard
Number | Description | Finish | Price Each
482 | Door Guard, Solid Bar | B26D | 36.9
Window Lock
Number | Description | Finish | Price Each
07B3 | Window Lock | B3 | 17.5
07B15 | Window Lock | US15 | 22.1
Handrail Bracket
Number | Description | Finish | Price Each
059A92 | Handrail Bracket | A92 | 3.9
059A-BLK | Handrail Bracket | A-BLK | 5.2
059A-W | Handrail Bracket | A-W | 5.2
59A3 | Handrail Bracket | A3 | 4
59A15 | Handrail Bracket | A15 | 5.1
59B15 | Handrail Bracket | B15 | 27.4
59A716 | Handrail Bracket | A716 | 5.1
HB159 | Handrail Bracket | US27 | 17.9
Schlage Residential Barn Door Hardware
J-Strap
Description | Finish | Track Length | SKU | Price | Special Order
SD10-6.6 619 JSTP N N SL, Satin Nickel J-Strap | 619 | 6ft 6in | 43156002634 | $275.00
SD10-6.6 622 JSTP N N SL, Black J-Strap | 622 | 6ft 6in | 43156002641 | $174.00
SD10-6.6 630 JSTP N N Sl, Stainless Steel J-Strap | 630 | 6ft 6in | 43156002658 | $347.00
SD10-6.6 716 JSTP N N SL, Aged Bronze J-Strap | 716 | 6ft 6in | 43156002672 | $268.00
SD10-8.0 619 JSTP N N SL, Satin Nickel J-Strap | 619 | 8ft | 43156002832 | $283.00
SD10-8.0 622 JSTP N N SL, Black J-Strap | 622 | 8ft | 43156002849 | $179.00
SD10-8.0 630 JSTP N N SL, Stainless Steel J-Strap | 630 | 8ft | 43156002856 | $354.00
SD10-8.0 716 JSTP N N SL, Aged Bronze J-Strap | 716 | 8ft | 43156002870 | $265.00
Top Mount
Description | Finish | Track Length | SKU | Price | Special Order
SD10-6.6 619 TMNT N N SL, Satin Nickel Top Mount | 619 | 6ft 6in | 43156002788 | $275.00
SD10-6.6 622 TMNT N N SL, Black Top Mount | 622 | 6ft 6in | 43156002795 | $174.00
SD10-6.6 630 TMNT N N SL, Stainless Steel Top Mount | 630 | 6ft 6in | 43156002801 | $347.00
SD10-6.6 716 TMNT N N SL, Aged Bronze Top Mount | 716 | 6ft 6in | 43156002825 | $268.00
SD10-8.0 619 TMNT N N SL, Satin Nickel Top Mount | 619 | 8ft | 43156002986 | $283.00
SD10-8.0 622 TMNT N N SL, Black Top Mount | 622 | 8ft | 43156002993 | $179.00
SD10-8.0 630 TMNT N N SL, Stainless Steel Top Mount | 630 | 8ft | 43156003006 | $354.00
SD10-8.0 716 TMNT N N SL, Aged Bronze Top Mount | 716 | 8ft | 43156003020 | $265.00
Track Adapter
Description | Finish | SKU | Price | Special Order
SD10 619 ADPTR N N SL, Satin Nickel Track Adapter | 619 | 43156003051 | $14.40
SD10 622 ADPTR N N SL, Black Track Adapter | 622 | 43156003068 | $12.30
SD10 630 ADPTR N N SL, Stainless Steel Track Adapter | 630 | 43156003075 | $15.00
SD10 716 ADPTR N N SL, Aged Bronze Track Adapter | 716 | 43156003099 | $14.40

## Overhead Stops and Holders
70 Series
70 Series | Description | Function | Finish | Price Each
704H | 70 Series Stop and Holder, Size 4 | Hold-Open | US26D | 259
704S | 70 Series Stop, Size 4 | Stop-Only | US26D | 259
81 Series
81 Series | Description | Function | Finish | Price Each
814H | 81 Series Stop and Holder, Size 4 | Hold-Open | US32D | 361
814S | 81 Series Stop, Size 4 | Stop-Only | US32D | 315
90 Series
90 Series | Description | Function | Finish | Price Each
903H | 90 Series Stop and Holder, Size 3 | Hold Open | US32D | 355
904H | 90 Series Stop and Holder, Size 4 | Hold Open | US32D | 355
905H | 90 Series Stop and Holder, Size 5 | Hold Open | US32D | 355
906H | 90 Series Stop and Holder, Size 6 | Hold Open | US32D | 355
903S | 90 Series Stop, Size 3 | Stop Only | US32D | 355
904S | 90 Series Stop, Size 4 | Stop Only | US32D | 355
905S | 90 Series Stop, Size 5 | Stop Only | US32D | 355
906S | 90 Series Stop, Size 6 | Stop Only | US32D | 355
AJK90 | Angle Jamb Bracket Kit | – | US26D | 67
100 Series
100 Series | Description | Function | Finish | Price Each
104H | 100 Series Stop and Holder, Size 4 | Hold Open | US32D | 345
105H | 100 Series Stop and Holder, Size 5 | Hold Open | US32D | 345
102S | 100 Series Stop, Size 2 | Stop Only | US32D | 345
103S | 100 Series Stop, Size 3 | Stop Only | US32D | 345
104S | 100 Series Stop, Size 4 | Stop Only | US32D | 345
104S | 100 Series Stop, Size 4 | Stop Only | US10B | 363
104S ADJ | 100 Series Stop, Size 4 w/ ADJ | Stop Only | US32D | 404
105S | 100 Series Stop, Size 5 | Stop Only | US32D | 345
106S | 100 Series Stop, Size 6 | Stop Only | US32D | 345
410 Series
410 Series | Description | Function | Finish | Price Each
414H | 410 Series Stop and Holder, Size 4 | Hold Open | US32D | $128.00
413S | 410 Series Stop, Size 3 | Stop Only | US32D | 128
414S | 410 Series Stop, Size 4 | Stop Only | US32D | 128
414S | 410 Series Stop, Size 4 | Stop Only | 652 | 108
450 Series
450 Series | Description | Function | Finish | Price Each
454H | 450 Series Stop and Holder, Size 4 | Hold Open | US32D | $158.00
454H | 450 Series Stop and Holder, Size 4 | Hold Open | 652 | 121
451S | 450 Series Stop, Size 1 | Stop Only | US32D | 158
451S | 450 Series Stop, Size 1 | Stop Only | 652 | 121
452S | 450 Series Stop, Size 2 | Stop Only | US32D | 158
452S | 450 Series Stop, Size 2 | Stop Only | 652 | 121
453S | 450 Series Stop, Size 3 | Stop Only | US32D | 158
453S | 450 Series Stop, Size 3 | Stop Only | 652 | 121
454S | 450 Series Stop, Size 4 | Stop Only | US32D | 158
454S | 450 Series Stop, Size 4 | Stop Only | 652 | 121
454S | 450 Series Stop, Size 4 | Stop Only | US10B | 174
454S | 450 Series Stop, Size 4 | Stop Only | SP28 | 104
455S | 450 Series Stop, Size 5 | Stop Only | US32D | 158
455S | 450 Series Stop, Size 5 | Stop Only | 652 | 121
510 Series Heavy Duty Concealed Adjustable Overhead Holder & Stop
Item* | Description | Order | 630 | 652
|  | Multiple | (US32D) | (US26D)
510S-H | 510 Series, Ajustable Arm, Stop and Hold | 1 | 323 | 235
6 | 1884 | 1368
550 Series Heavy Duty Surface Adjustable Overhead Holder & Stop
Item* | Description | Order | 630 | 652
|  | Multiple | (US32D) | (US26D)
550S-H | 550 Series, Ajustable Arm, Stop and Hold | 1 | 334 | 246
6 | 1944 | 1434